## Default Asset List V
Asset # | Asset Description | Category Description | Sub-Category Description | Status Description | Site | Building | Location | Account Description | Location Description | Manufacturer Name | Model Number | Manufacturer Serial Number | Date Accepted | Cost Basis | Warranty End Date | Extended Description
1046005 | Nebulizers | Nebulizers | Nebulizers | Active | MSH | MSH | 18 | Respiratory Therapy | ICU | Aerogen Ltd | AG-PX-1050-US | AP-070277 | 2015-08-26 | 0 | 2017-01-01 | Class 2, Type BF medical electrical equipment. Double insulation. Electrical approval 60601-1-2
1046015 | Cold Light Fiberoptic Illuminator | Cold Light Fiberoptic Illuminator | Cold Light Fiberoptic Illuminator | Active | MSH | MSH | 17U | NICU | NICU | Sylvan Fiberoptics | 100 | 1931740 | 2014-05-08 |  | 2015-05-08
1046023 | Delivery Module SEVO | Delivery Module | Delivery Module | Active | MSH | MSH | 5 | Resp Therapy (Anesthesia) | Operating Room | Draeger Medical Canada | OPC5344 | ASJM-0039 | 2017-01-31 |  | 2018-01-31
1046035 | Digital Radiography (DR) | Radiographic Units | RADIOGRAPHIC UNITS, DIAGNOSTIC, GEN | Active | MSH | MSH | 3 | JDMI - Ambulatory Radiology | MSH ER DRX EVO E5-02(ER) | Carestream | 5.5.410.38 - DRX Evolution | 010098 | 2017-02-24 |  | 2018-04-16 | FEB 28 2020 RECEIVE AND INSTALL REPLACEMENT 17X17 REFURBISHED DETECTOR SN# 192160100582 43x43 detector replaced on June 16, 2020 with SN 183060100357. Tube Housing: B-130H, SN:H29030, JUN 2018 Tube Insert: RAD-60, SN:29030-R8, JUN 2018
1046039 | Light Sources, Fiberoptic | Light Sources | Light Sources, Fiberoptic | Active | MSH | MSH | 7 | SURGICAL SUITE (COMBINED WITH CYSTO) | OR | Integra Canada ULC | 00MLX | 16E00MLX6845 | 2017-02-01 |  | 2018-02-01 | Manufacturer: Integra Yokrk PA INC. US Tech. Service & Repair: 888-772-7378. Sold by Integra Canada, , 2590 Bristol Circle, Unit 1, ON, L6H6X7, phone: 905-632-7888. Incoming inspection OK. Gnd. Res=0.19 ohms; Chassis Leakage=210 micro Amps.
1046043 | ENDODONTIC INSTRUMENTS | ENDODONTIC INSTRUMENTS | ENDODONTIC INSTRUMENTS | Active | MSH | MSH | 4 | Dental Clinic | Dentistry | DENTSPLY INTERNATIONAL, INC. DENTSPLY TULSA DENTAL SPECIALTIES | PMKEM1 | EMT3152016-00-144 | 2017-01-17 |  | 2018-01-17 | Endodontic motor was purchased from Dentsply Tulsa Dental Specialties, phone: 800-662-1202. Item number PMKEM1, Promark Endo Motor. Cost $1816.35
1046045 | ENDODONTIC INSTRUMENTS | ENDODONTIC INSTRUMENTS | ENDODONTIC INSTRUMENTS | Active | MSH | MSH | 4 | Dental Clinic | Dentistry | DENTSPLY INTERNATIONAL, INC. DENTSPLY TULSA DENTAL SPECIALTIES | PMKEM1 | EMT3152016-00-140 | 2017-01-17 |  | 2018-01-17 | Endodontic Motor-Rotary and Reciprocating Drive. Purchased from Dentsply Tulsa Dental Specialties, phone: 800-662-1202.
1046059 | INFUSION PUMPS, GENERAL PURPOSE | INFUSION PUMPS | INFUSION PUMPS, GENERAL PURPOSE | Active | MSH | MSH | MSH | Central Dispatch | MSH-PC Unit | Alaris Medical Systems | 8015 - PCU | 1467786 | 2016-09-28 | 2100 | 2018-09-28
1046060 | Light Sources, Fiberoptic | Light Sources | Light Sources, Fiberoptic | Active | MSH | MSH | 7 | SURGICAL SUITE (COMBINED WITH CYSTO) | 7th Floor | Integra Canada ULC | 00MLX | 16J00MLX7628 | 2017-02-06 |  | 2018-02-06
1046061 | Smoke Evacuation Systems, Surgical | Smoke Evacuation Systems | Smoke Evacuation Systems, Surgical | Active | MSH | MSH | 7 | SURGICAL SUITE (COMBINED WITH CYSTO) | OR 8 | KLS Martin | marVAC LAP | MR402L0300160856 | 2017-02-07 |  | 2018-02-07 | Unit is on consignment ( at no cost, cost is covered by consumables purchases).
1046062 | Electrosurgical Units, Monopolar/Bipolar | Electrosurgical Units | Electrosurgical Units, Monopolar/Bipolar | Active | MSH | MSH | 7 | SURGICAL SUITE (COMBINED WITH CYSTO) | OR | CONMED CORP | 60-2450-120 | 14LGU118 | 2017-02-07 |  | 2018-02-07 | Vendor contract, service and PM performed by vendor.
1046066 | Workstation | Workstation | Workstation, NM | Active | MSH | MSH | 6 | JDMI - Nuclear Medicine | 201-2 | Thinking Systems Corp | MD Station | 7WMFBG1 | 2008-12-10 | 0 | 2009-12-10 | Dell Precision T5400 Service Tag: 7WMFBG1 Express Service Tag: 17210060209 AE Title: MSH_MDS_3 Port: 2104 IP: 172.20.220.70 (Formerly Ryan's old workstation) Pulled out old unit and replaced with this one. Teamviewer ID: 518 429 050
1046072 | INFUSION PUMPS, GENERAL PURPOSE | INFUSION PUMPS | INFUSION PUMPS, GENERAL PURPOSE | Active | MSH | OPG | 8th Floor | Women's Unit-OPG | OPG | Alaris Medical Systems | 8015 - PCU | 14785387 | 2014-01-22 | 2200 | 2019-02-10
1046073 | Infusion Pumps, Syringe | INFUSION PUMPS | Infusion Pumps, Syringe | Active | MSH | OPG | 8th Floor | Women's Unit-OPG | OPG | Alaris Medical Systems | 8110 - Syringe Module | 14777024 | 2017-02-10 | 2926 | 2019-02-10
1046075 | Infusion Pumps, Syringe | INFUSION PUMPS | Infusion Pumps, Syringe | Active | MSH | OPG | 8th Floor | Women's Unit-OPG | OPG | Alaris Medical Systems | 8110 - Syringe Module | 14777020 | 2017-02-10 | 2926 | 2019-02-10
1046087 | WARMERS, BLOOD | WARMERS | WARMERS, BLOOD | Active | MSH | MSH | 15U | Obstetrical Suite (L&D) | L&D OR | Level 1 Technology | hl-90 | S101A02633 | 2014-12-16 | 3001 | 2015-12-16 | Replacement unit Bio Med Spare
1046101 | Humidifiers, Heated | Humidifiers | Humidifiers, Heated | Active | MSH | MSH | 17U | Respiratory Therapy | NICU | FISHER & PAYKEL MEDICAL INC | MR850JHU | 080702020448 | 2009-05-26 | 2001 | 2010-05-26
1046104 | Vacuum Regulator | Vacuum Regulator | Vacuum Regulator | Active | MSH | MSH | 12S | Nursing 12S Medicine |  | Amvex Corporation | VR-CIID-DHDG | VRA08111HH | 2010-01-07 | 444.16 | 2011-01-07
1046118 | Tympanic Thermometer | Tympanic Thermometer | Tympanic Thermometer | Active | BH | BH | 9S | Bridgepoint | 9th Floor - South Side | Cardinal Health Canada Inc | Genius 3 | N18762314 | 2016-12-13 | 0
1046120 | Thermometers, Electronic, Infrared | Thermometers | Thermometers, Electronic, Infrared | Active | BH | BH | 9N | Bridgepoint | 9th Floor - North Side | Cardinal Health Canada Inc | Genius 2 | N16609177 | 2016-12-13 | 0
1046121 | Aspirators, Emergency | Aspirators | Aspirators, Emergency | Active | BH | BH | CSR | Bridgepoint | Basement (CSR) | Mettler Tolido | XLR8 | XP03321 | 2016-03-30 | 0 | 2017-03-30
1046122 | Aspirators, Emergency | Aspirators | Aspirators, Emergency | Active | BH | BH | CSR | Bridgepoint | Basement (CSR) | Mettler Tolido | XLR8 | XP03320 | 2016-03-30 | 0 | 2017-03-30
1046123 | Aspirators, Emergency | Aspirators | Aspirators, Emergency | Active | BH | BH | CSR | Bridgepoint | Basement (CSR) | Mettler Tolido | XLR8 | XP03319 | 2016-03-30 | 0 | 2017-03-30
1046124 | Aspirators, Emergency | Aspirators | Aspirators, Emergency | Active | BH | BH | CSR | Bridgepoint | Basement (CSR) | Mettler Tolido | XLR8 | XP03318 | 2016-03-30 | 0 | 2017-03-30
1046125 | Aspirators, Emergency | Aspirators | Aspirators, Emergency | Active | BH | BH | CSR | Bridgepoint | Basement (CSR) | Mettler Tolido | XLR8 | XP03316 | 2016-03-30 | 0 | 2017-03-30
1046126 | Aspirators, Emergency | Aspirators | Aspirators, Emergency | Active | BH | BH | CSR | Bridgepoint | Basement (CSR) | Mettler Tolido | XLR8 | XP03322 | 2016-03-30 | 0 | 2017-03-30
1046127 | Aspirators, Emergency | Aspirators | Aspirators, Emergency | Active | BH | BH | CSR | Bridgepoint | Basement (CSR) | Mettler Tolido | XLR8 | XP03317 | 2016-03-30 | 0 | 2017-03-30
1046133 | Phototherapy Units, Visible Light, Hyperbilirubinemia | Phototherapy Units | Phototherapy Units, Visible Light, Hyperbilirubinemia | Active | MSH | MSH | 17U | NICU | NICU | Bomimed | Bili-Therapy Spot | 2640997 | 2017-02-17
1046186 | Air-oxygen Blender | Air-oxygen Blender | Air-oxygen Blender | Active | MSH | MSH | 17U | Respiratory Therapy | NICU | Sechrist Industries | 3500HL - Air-Oxygen Mixer | H42405 | 1998-01-01 | 0 | 1999-01-01
1046188 | Monitors, Vital Signs | Monitors, Vital Signs | Monitors, Vital Signs | Active | MSH | MSH | 16U | Echocardiography | 16th Floor - University Side | Welch Allyn | 3400 | 100007590416 | 2017-03-06 |  | 2018-01-29 | Purchased from Medical Mart. Model ProBP 3400 Digital Blood pressure Monitor ONLY.
1046190 | Thermometers, Electronic, Infrared | Thermometers | Thermometers, Electronic, Infrared | Active | BH | BH | 8N | Bridgepoint | 8th Floor - North Side | Cardinal Health Canada Inc | Genius 2 | N16582502 | 2017-03-07
1046191 | Thermometers, Electronic, Infrared | Thermometers | Thermometers, Electronic, Infrared | Active | BH | BH | 8N | Bridgepoint | 8th Floor - North Side | Cardinal Health Canada Inc | Genius 2 | N16583022 | 2017-03-07
1046195 | Monitors, Vital Signs | Monitors, Vital Signs | Monitors, Vital Signs | Active | MSH | MSH | 16U | Echocardiography | 16th Floor - University Side | Welch Allyn | 3400 | 100007710416 | 2017-03-06 |  | 2018-01-29 | Purchased from Medical Mart. Model ProBP 3400 Blood pressure Monitor ONLY.
1046196 | Computed Tomography (CT) | Scanning Systems | Scanning Systems, Computed Tomography | Active | MSH | MSH | 3 | JDMI - Ambulatory Radiology | ER | Siemens | SOMATOM Definition Flash CT | 74385 | 2017-03-06 |  | 2018-03-07
1046197 | Monitors, Vital Signs | Monitors, Vital Signs | Monitors, Vital Signs | Active | MSH | MSH | 16U | Echocardiography | 16th Floor - University Side | Welch Allyn | 3400 | 100007630416 | 2017-03-06 |  | 2018-01-29 | Purchased from Medical Mart. Model ProBP 3400 Blood pressure Monitor ONLY.
1046203 | Ultrasound | Scanning Systems | Scanning Systems, Ultrasonic | Active | MSH | MSH | 16U | Echocardiography | 1601 | GE Healthcare | H45581DA - Vivid E95 | AU50790 | 2016-07-01 | 0 | 2018-03-09 | PROBES: 4V-D, ME 1046204 4V-D, ME 1046205 M5Sc-D, ME 1046206, SN 303534YP2 replaced by 461106YP7 on Oct 10, 2023. 6VT-D, ME 1046207 P2D, ME 1046208
1046252 | Camera Controller | Camera Controller | Camera Controller | Active | MSH | MSH | 7 | SURGICAL SUITE (COMBINED WITH CYSTO) | 7th Floor - OR | STRYKER CORP | 1588AIM | 17C508904 | 2017-03-17 |  | 2018-03-16 | Camera control came with 1588 AIM camera, s/n 16F051424
1046257 | Detectors, Blood Flow, Ultrasonic | SH Detectors | Detectors, Blood Flow, Ultrasonic | Active | MSH | MSH | 15U | Obstetrical Suite (L&D) | L&D | WALLACH SURGICAL DEVICES INC | L250 | 2016110019 | 2017-03-21 |  | 2018-03-21 | LifeDop Doppler Digital Display Model with 2 MHz probe- L250 s/n 2016110019, US head s/n 2015101064..
1046273 | Ultrasound | Scanning Systems | Scanning Systems, Ultrasonic | Active | MSH | IVF-Dundas | 7 | IVF Clinic | MSH CFRH 7flr APLIO 300 | Canon | TUS-A300/WA - Aplio 300 | WAG1722817 | 2017-03-20 | 0 | 2018-03-20 | DATE : 03/02/17 PAGE: 03/02/17 PAGE: 1 TIME : 11:19:58 TCL MSG Consolidated Pick List-FG(PRODUCT) Out of Support - Marhc 31, 2025 CPL No : 9003209 Toshiba Canada Medical Systems Limited 191 McNabb Street Markham, ON, L3R 8H2 CPL NO P/S : 9003209 1000025 :*SHIP TO ADDRESS* 6064)( *SOLD TO ADDRESS* T0BCK8J)( ATTN: RICHARD FARBE (416-586-4800) MOUNT SINAI HOSPITAL MOUNT SINAI HOSPITAL 600 UNIVERSITY AVE 600 UNIVERSITY AVE TORONTO, ON TORONTO, ON, M5G 1X5 M5G 1X5 Canada CUSTOMER PO : 7600015197 CUSTOMER NO : 78289601 CARRIER : SHIP DATE : 02-MAR-17 QTY ITEM NUMBER DESCRIPTION SERIAL NO SYSTEM WHS/SUBINV LOC 1 +TUS-A300/WA DIAGNOSTIC ULTRASOUND WAG1722817 1000025 MFM-FS AB29 SYSTEM 1 +UAGV-035A BIOPSY ADAPTOR FOR PVT99A1714234 1000025 MFM-FS AB34 781VT/VTE AND PVU781VT/ VTE 1 +PVT-681MVL 9CV3 ENDOCAVITY 4D 99A112273 1000025 MFM-FS CAGECONVEX BROADBAND C1 TRANSDUCER 1 +PVT-375BT/FM 6C1 CONVEX BROADBAND FMA16Z2056 1000025 MFM-FS CAGETRANSDUCER C2 1 +PVT-781VTE/FM PROBE FMA16X2153 1000025 MFM-FS CAGED1 1 +PVT-781VTE/FM PROBE FMA16X2159 1000025 MFM-FS CAGEE1 1 +PVT-781VTE/FM PROBE FMA16X2158 1000025 MFM-FS CAGEE1 1 +PVT-781VTE/FM PROBE FMA16X2157 1000025 MFM-FS CAGEE1 1 +UAGV-035A BIOPSY ADAPTOR FOR PVT99A1512949 1000025 MFM-FS CAGE781VT/ VTE AND PVUF1 781VT/VTE 1 +UAGV-035A BIOPSY ADAPTOR FOR PVT99A1512948 1000025 MFM-FS CAGE781VT/ VTE AND PVUF1 781VT/VTE 1 +UAGV-035A BIOPSY ADAPTOR FOR PVT99A1512950 1000025 MFM-FS CAGE781VT/ VTE AND PVUF1 781VT/VTE _x00C_ DATE : TIME : CPL No : TIME : CPL No : 03/02/17 11:19:58 9003209 TCL MSG Consolidated Pick List-FG(PRODUCT) PAGE: 2 QTY ITEM NUMBER DESCRIPTION SERIAL NO SYSTEM WHS/SUBINV LOC 1 +ST500LM021 Seagate HDD 500GB W62FBM58 1000025 MFM-FS CAGEF2 1 +ST500LM021 Seagate HDD 500GB W62FBSDG 1000025 MFM-FS CAGEF2 1 +UIMV-A500A/MA MECHA4D UNIT MAA16X2782 1000025 MFM-FS CAGEG4 ***SPECIAL INSTRUCTIONS*** This is a Service order, please move it to Service department. . SHIPPERS NAME : _________________________ SIGNATURE : ______________________________ # Some or all of the products listed in this document may be controlled under the Canadian Export Control Laws & may be subject to their approval prior to export _x00C_ CPL NO 9003209 02-MAR-17 T0BCK8J 600 UNIVERSITY AVE TORONTO, ON M5G 1X5 *SOLD TO ADDRESS* QTY ITEM NUMBER DESCRIPTION SYSTEM WHS/SUBINV MFM-FS MFM-FS MFM-FS MFM-FS MFM-FS MFM-FS MFM-FS MFM-FS MFM-FS MFM-FS MFM-FS +TUS-A300/WA +UAGV-035A +PVT-681MVL +PVT-375BT/FM +PVT-781VTE/FM +PVT-781VTE/FM +PVT-781VTE/FM +PVT-781VTE/FM +UAGV-035A +UAGV-035A +UAGV-035A DIAGNOSTIC ULTRASOUND SYSTEM BIOPSY ADAPTOR FOR PVT- 781VT/VTE AND PVU- 781VT/VTE 9CV3 ENDOCAVITY 4D CONVEX BROADBAND TRANSDUCER 6C1 CONVEX BROADBAND TRANSDUCER PROBE PROBE PROBE PROBE BIOPSY ADAPTOR FOR PVT- 781VT/VTE AND PVU- 781VT/VTE BIOPSY ADAPTOR FOR PVT- 781VT/VTE AND PVU- 781VT/VTE BIOPSY ADAPTOR FOR PVT- 781VT/VTE AND PVU- 781VT/VTE 1 1 1 1 1 1 1 1 1 1 1 1000025 1000025 1000025 1000025 1000025 1000025 1000025 1000025 1000025 1000025 1000025 LOC AB29 AB34 CAGEC1 CAGEC2 CAGED1 CAGEE1 CAGEE1 CAGEE1 CAGEF1 CAGEF1 CAGEF1 ( ) MOUNT SINAI HOSPITAL CUSTOMER PO : CARRIER : CUSTOMER NO SHIP DATE 7600015197 78289601 WAG1722817 99A1714234 99A112273 FMA16Z2056 FMA16X2153 FMA16X2159 FMA16X2158 FMA16X2157 99A1512949 99A1512948 99A1512950 SERIAL NO P/S 1000025 : : : : 600 UNIVERSITY AVE *SHIP TO ADDRESS* ( 6064) TORONTO, ON, M5G 1X5 ATTN: RICHARD FARBE (416-586-4800) Canada MOUNT SINAI HOSPITAL DATE : TIME : 03/02/17 11:19:58 TCL MSG Consolidated Pick List-FG(PRODUCT) CPL No : 9003209 PAGE: 1 Toshiba Canada Medical Systems Limited 191 McNabb Street Markham, ON, L3R 8H2 QTY ITEM NUMBER DESCRIPTION SYSTEM WHS/SUBINV MFM-FS MFM-FS MFM-FS +ST500LM021 +ST500LM021 +UIMV-A500A/MA Seagate HDD 500GB Seagate HDD 500GB MECHA4D UNIT 1 1 1 1000025 1000025 1000025 # Some or all of the products listed in this document may be controlled under the Canadian Export Control Laws & may be subject to their approval prior to export
1046274 | Ultrasound | Scanning Systems | Scanning Systems, Ultrasonic | Active | MSH | IVF-Dundas | 7 | IVF Clinic | MSH CFRH 7flr APLIO 300 | Canon | TUS-A300/WA - Aplio 300 | WAG1722818 | 2017-03-20 | 0 | 2018-03-20 | DATE : 03/02/17 PAGE: 03/02/17 PAGE: 1 TIME : 11:21:20 TCL MSG Consolidated Pick List-FG(PRODUCT) Out of Support - Marhc 31, 2025 CPL No : 9003210 Toshiba Canada Medical Systems Limited 191 McNabb Street Markham, ON, L3R 8H2 CPL NO P/S : 9003210 1000026 :*SHIP TO ADDRESS* 6064)( *SOLD TO ADDRESS* T0BCK8J)( ATTN: RICHARD FARBE 416-586-4800 MOUNT SINAI HOSPITAL MOUNT SINAI HOSPITAL 600 UNIVERSITY AVE 600 UNIVERSITY AVE TORONTO, ON TORONTO, ON, M5G 1X5 M5G 1X5 Canada CUSTOMER PO : 7600015197 CUSTOMER NO : 78289601 CARRIER : SHIP DATE : 02-MAR-17 QTY ITEM NUMBER DESCRIPTION SERIAL NO SYSTEM WHS/SUBINV LOC 1 +TUS-A300/WA DIAGNOSTIC ULTRASOUND WAG1722818 1000026 MFM-FS AB29 SYSTEM 1 +UAGV-035A BIOPSY ADAPTOR FOR PVT99A1714238 1000026 MFM-FS AB34 781VT/VTE AND PVU781VT/ VTE 1 +UAGV-035A BIOPSY ADAPTOR FOR PVT99A1714236 1000026 MFM-FS AB34 781VT/VTE AND PVU781VT/ VTE 1 +UAGV-035A BIOPSY ADAPTOR FOR PVT99A1714235 1000026 MFM-FS AB34 781VT/VTE AND PVU781VT/ VTE 1 +UAGV-035A BIOPSY ADAPTOR FOR PVT99A1714237 1000026 MFM-FS AB34 781VT/VTE AND PVU781VT/ VTE 1 +PVT-375BT/FM 6C1 CONVEX BROADBAND FMA16Z2059 1000026 MFM-FS CAGETRANSDUCER C1 1 +PVT-781VTE/FM PROBE FMA16X2160 1000026 MFM-FS CAGEE1 1 +PVT-781VTE/FM PROBE FMA16X2155 1000026 MFM-FS CAGEE1 1 +PVT-781VTE/FM PROBE FMA16X2154 1000026 MFM-FS CAGEE1 1 +PVT-781VTE/FM PROBE FMA16X2161 1000026 MFM-FS CAGEE1 1 +ST500LM021 Seagate HDD 500GB W62FBBBC 1000026 MFM-FS CAGEF2 1 +ST500LM021 Seagate HDD 500GB W62FBCXY 1000026 MFM-FS CAGE _x00C_ DATE : TIME : CPL No : TIME : CPL No : 03/02/17 11:21:20 9003210 TCL MSG Consolidated Pick List-FG(PRODUCT) PAGE: 2 QTY ITEM NUMBER DESCRIPTION SERIAL NO SYSTEM WHS/SUBINV LOC F2 1 +UIMV-A500A/MA MECHA4D UNIT MAA16X2783 1000026 MFM-FS CAGEG4 ***SPECIAL INSTRUCTIONS*** This is a Service order, please move it to Service department. . SHIPPERS NAME : _________________________ SIGNATURE : ______________________________ # Some or all of the products listed in this document may be controlled under the Canadian Export Control Laws & may be subject to their approval prior to export
1046275 | Ultrasound | Scanning Systems | Scanning Systems, Ultrasonic, General-Purpose | Active | MSH | IVF-Dundas | 7 | IVF Clinic | MSH CFRH 7flr APLIO 300 | Canon | TUS-A300/WA - Aplio 300 | WAG1722819 | 2017-03-20 | 0 | 2018-03-20 | DATE : 03/02/17 PAGE: 03/02/17 PAGE: 1 TIME : 11:24:23 TCL MSG Consolidated Pick List-FG(PRODUCT) Out of Support - Marhc 31, 2025 CPL No : 9003211 Toshiba Canada Medical Systems Limited 191 McNabb Street Markham, ON, L3R 8H2 CPL NO P/S : 9003211 1000027 :*SHIP TO ADDRESS* 6064)( *SOLD TO ADDRESS* T0BCK8J)( ATTN: RICHARD FARBE 416-586-4800 MOUNT SINAI HOSPITAL MOUNT SINAI HOSPITAL 600 UNIVERSITY AVE 600 UNIVERSITY AVE TORONTO, ON TORONTO, ON, M5G 1X5 M5G 1X5 Canada CUSTOMER PO : 7600015197 CUSTOMER NO : 78289601 CARRIER : SHIP DATE : 02-MAR-17 QTY ITEM NUMBER DESCRIPTION SERIAL NO SYSTEM WHS/SUBINV LOC 1 +TUS-A300/WA DIAGNOSTIC ULTRASOUND WAG1722819 1000027 MFM-FS AB29 SYSTEM 1 +UAGV-035A BIOPSY ADAPTOR FOR PVT-99A1714240 1000027 MFM-FS AB34 781VT/VTE AND PVU781VT/ VTE 1 +UAGV-035A BIOPSY ADAPTOR FOR PVT-99A1714241 1000027 MFM-FS AB34 781VT/VTE AND PVU781VT/ VTE 1 +UAGV-035A BIOPSY ADAPTOR FOR PVT-99A1714242 1000027 MFM-FS AB34 781VT/VTE AND PVU781VT/ VTE 1 +UAGV-035A BIOPSY ADAPTOR FOR PVT-99A1714239 1000027 MFM-FS AB34 781VT/VTE AND PVU781VT/ VTE 1 +PVT-781VTE/FM PROBE FMA16Y2199 1000027 MFM-FS CAGED2 1 +PVT-781VTE/FM PROBE FMA16Y2198 1000027 MFM-FS CAGED2 1 +PVT-781VTE/FM PROBE FMA16X2156 1000027 MFM-FS CAGEE1 1 +ST500LM021 Seagate HDD 500GB W62FA8AJ 1000027 MFM-FS CAGEF2 1 +ST500LM021 Seagate HDD 500GB W62FBM6P 1000027 MFM-FS CAGEF2 ***SPECIAL INSTRUCTIONS*** _x00C_ DATE : 03/02/17 PAGE: 2 TIME : 11:24:23 TCL MSG Consolidated Pick List-FG(PRODUCT) CPL No : 9003211 This is a Service order, please move it to Service department. . SHIPPERS NAME : _________________________ SIGNATURE : ______________________________ # Some or all of the products listed in this document may be controlled under the Canadian Export Control Laws & may be subject to their approval prior to export
1046276 | Ultrasound | Scanning Systems | Scanning Systems, Ultrasonic, General-Purpose | Active | MSH | IVF-Dundas | 7 | IVF Clinic | MSH CFRH 7flr APLIO 300 | Canon | TUS-A300/WA - Aplio 300 | WAG1722820 | 2017-03-20 | 0 | 2018-03-20 | Out of Support - Marhc 31, 2025 DATE : 03/02/17 PAGE: 1 TIME : 11:26:39 TCL MSG Consolidated Pick List-FG(PRODUCT) CPL No : 9003212 Toshiba Canada Medical Systems Limited 191 McNabb Street Markham, ON, P/S 1000028 L3R 8H2 CPL NO : 9003212 *SHIP TO ADDRESS*: (6064) *SOLD TO ADDRESS* (T0BCK8J) ATTN: RICHARD FARBE 416-586-4800 MOUNT SINAI HOSPITAL MOUNT SINAI HOSPITAL 600 UNIVERSITY AVE 600 UNIVERSITY AVE TORONTO, ON TORONTO, ON, M5G 1X5 M5G 1X5 Canada CUSTOMER PO : 7600015197 CUSTOMER NO : 78289601 CARRIER : SHIP DATE : 02-MAR-17 QTY ITEM NUMBER DESCRIPTION SERIAL NO SYSTEM WHS/SUBINV LOC 1 +TUS-A300/WA DIAGNOSTIC ULTRASOUND WAG1722820 1000028 MFM-FS AB29 SYSTEM 1 +UAGV-035A BIOPSY ADAPTOR FOR PVT-99A1714243 1000028 MFM-FS AB34 781VT/VTE AND PVU781VT/ VTE 1 +UAGV-035A BIOPSY ADAPTOR FOR PVT-99A1714244 1000028 MFM-FS AB34 781VT/VTE AND PVU781VT/ VTE 1 +UAGV-035A BIOPSY ADAPTOR FOR PVT-99A1714245 1000028 MFM-FS AB34 781VT/VTE AND PVU781VT/ VTE 1 +ST500LM021 Seagate HDD 500GB W62F8M64 1000028 MFM-FS CAGEF2 1 +ST500LM021 Seagate HDD 500GB W62F8KHQ 1000028 MFM-FS CAGEF2 ***SPECIAL INSTRUCTIONS*** This is a Service order, please move it to Service department. . SHIPPERS NAME : _________________________ SIGNATURE : ______________________________ # Some or all of the products listed in this document may be controlled under the Canadian Export Control Laws & may be subject to their approval prior to export _x00C_
1046282 | Cameras, Video, Endoscope | Cameras | Cameras, Video, Endoscope | Active | MSH | MSH | 7 | SURGICAL SUITE (COMBINED WITH CYSTO) | O.R | STRYKER CORP | 1288HD/1288010001 | 17C514344 | 2017-03-27 |  | 2018-03-27
1046286 | Electrosurgical Units, Monopolar/Bipolar | Electrosurgical Units | Electrosurgical Units, Monopolar/Bipolar | Active | MSH | MSH | 7 | SURGICAL SUITE (COMBINED WITH CYSTO) | OR 16 | CONMED CORP | 60-2450-120 | 17010004 | 2017-03-29 |  | 2022-03-29 | 5 year warranty + 2 years optional extension Vendor contract, service and PM performed by Biomed. Vendor Info: CONMED LINVATEC CANADA 2330 MILLRACE COURT UNIT 5 MISSISSAUGA, ON L5N 1W2 CANADA PHONE: (905)814- 8900 FAX: (905)814-1245 EMAIL: EFTCanada@conmed.com VENDOR NO: 1003397
1046291 | Thermometers, Electronic, Infrared | Thermometers | Thermometers, Electronic, Infrared | Active | MSH | MSH | 11N | Nursing 11N Medicine | 11 North | Cardinal Health Canada Inc | Genius 2 | N1660690061 | 2014-01-22 | 195 | 2017-01-22 | Vendor replaced N15555759 to N13571131. VENDOR REPLACED N15602068 TO N15555759 vendor replaced N15602068 with N15508038
1046292 | Thermometers, Electronic, Infrared | Thermometers | Thermometers, Electronic, Infrared | Active | MSH | MSH | 11N | Nursing 11N Medicine | 11 North | Cardinal Health Canada Inc | Genius 2 | N16607097 | 2014-01-22 | 195 | 2017-01-22 | Vendor replaced N15555759 to N13571131. VENDOR REPLACED N15602068 TO N15555759 vendor replaced N15602068 with N15508038
1046293 | Thermometers, Electronic, Infrared | Thermometers | Thermometers, Electronic, Infrared | Active | MSH | MSH | 11N | Nursing 11N Medicine | 11 North | Cardinal Health Canada Inc | Genius 2 | N16607135 | 2014-01-22 | 195 | 2017-01-22 | Vendor replaced N15555759 to N13571131. VENDOR REPLACED N15602068 TO N15555759 vendor replaced N15602068 with N15508038
1046294 | Electrosurgical Units, Monopolar/Bipolar | Electrosurgical Units | Electrosurgical Units, Monopolar/Bipolar | Active | MSH | MSH | 1 | SURGICAL SUITE (COMBINED WITH CYSTO) | Biomed | CONMED CORP | 60-2450-120 | 07LGU026 | 2017-03-30 |  | 2022-03-30 | *** Spare device in Biomed office*** ERL- Use for L&D spare 5 years warranty + 2 years optional extension Vendor contract, service and PM performed by Biomed. Vendor Info: CONMED LINVATEC CANADA 2330 MILLRACE COURT UNIT 5 MISSISSAUGA, ON L5N 1W2 CANADA PHONE: (905)814- 8900 FAX: (905)814-1245 EMAIL: EFTCanada@conmed.com VENDOR NO: 1003397
1046295 | Electrosurgical Units, Monopolar/Bipolar | Electrosurgical Units | Electrosurgical Units, Monopolar/Bipolar | Active | MSH | MSH | 7 | SURGICAL SUITE (COMBINED WITH CYSTO) | 7th Floor - OR | CONMED CORP | 60-2450-120 | 17060036 | 2017-03-30 |  | 2022-03-31 | 5 years warranty + 2 years optional extension Vendor contract, service and PM performed by Biomed. Vendor Info: CONMED LINVATEC CANADA 2330 MILLRACE COURT UNIT 5 MISSISSAUGA, ON L5N 1W2 CANADA PHONE: (905)814- 8900 FAX: (905)814-1245 EMAIL: EFTCanada@conmed.com VENDOR NO: 1003397
1046297 | Smoke Evacuation Systems, Surgical | Smoke Evacuation Systems | Smoke Evacuation Systems, Surgical | Active | MSH | MSH | 7 | SURGICAL SUITE (COMBINED WITH CYSTO) | OR 16 | KLS Martin | marVAC LAP | MR402L0300160904 | 2017-03-30 |  |  | No PM required
1046298 | Pulse CO-Oximeter Dock | Pulse CO-Oximeter | Pulse CO-Oximeter | Active | MSH | MSH | 17M | Mother & Baby | 17th MBU | MASIMO | Radical-7 Dock | 282638 | 2017-03-30 | 2774 | 2015-09-26 | Docking Stn -P. O # Part of the Masimo Project
1046299 | Pulse CO-Oximeter Dock | Pulse CO-Oximeter | Pulse CO-Oximeter | Active | MSH | MSH | 17U | Mother & Baby | Mother & Baby Unit | MASIMO | Radical-7 Dock | 282334 | 2017-03-30 | 2774 | 2015-09-26 | Docking Stn -P. O # Part of the Masimo Project
1046300 | Pulse CO-Oximeter Dock | Pulse CO-Oximeter | Pulse CO-Oximeter | Active | MSH | MSH | 15U | Nursing 15 Murray/Antenatal | Antenatal Unit | MASIMO | Radical-7 Dock | 282637 | 2017-03-30 | 2774 | 2015-09-26 | Docking Stn -P. O # Part of the Masimo Project new coming device for Antenatal Unit PO 7200976785
1046301 | Smoke Evacuation Systems, Surgical | Smoke Evacuation Systems | Smoke Evacuation Systems, Surgical | Active | MSH | MSH | 7 | SURGICAL SUITE (COMBINED WITH CYSTO) | 7th Floor | KLS Martin | marVAC LAP | MR402L0300160828 | 2017-03-30 |  |  | No PM required
1046302 | Pulse CO-Oximeter | Pulse CO-Oximeter | Pulse CO-Oximeter | Active | MSH | MSH | 17M | Mother & Baby | 17th MBU | MASIMO | Radical-7 | 1000100601 | 2017-03-30 | 2774 | 2015-09-26 | Monitor -P. O # Part of the Masimo Project
1046303 | Pulse CO-Oximeter | Pulse CO-Oximeter | Pulse CO-Oximeter | Active | MSH | MSH | 17U | NICU | NICU | MASIMO | Radical-7 | 1000100572 | 2017-03-30 | 2774 | 2015-09-26 | Monitor -P. O # Part of the Masimo Project
1046304 | Pulse CO-Oximeter | Pulse CO-Oximeter | Pulse CO-Oximeter | Active | MSH | MSH | 17U | Mother & Baby | 17th Floor - University Side | MASIMO | Radical-7 | 1000100493 | 2017-03-30 | 2774 | 2015-09-26 | Monitor -P. O # Part of the Masimo Project
1046305 | Pulse CO-Oximeter | Pulse CO-Oximeter | Pulse CO-Oximeter | Active | MSH | MSH | 15U | Nursing 15 Murray/Antenatal | 15th Floor - University Side | MASIMO | Radical-7 | 1000100493 | 2017-03-30 | 2774 | 2015-09-26 | Monitor -P. O # Part of the Masimo Project
1046306 | Smoke Evacuation Systems, Surgical | Smoke Evacuation Systems | Smoke Evacuation Systems, Surgical | Active | MSH | MSH | 7 | SURGICAL SUITE (COMBINED WITH CYSTO) | 7th Floor - OR | KLS Martin | marVAC LAP | MR402L0300150525 | 2017-03-30 |  |  | No PM required
1046307 | Smoke Evacuation Systems, Surgical | Smoke Evacuation Systems | Smoke Evacuation Systems, Surgical | Active | MSH | MSH | 7 | SURGICAL SUITE (COMBINED WITH CYSTO) | OR 19 | KLS Martin | marVAC LAP | MR402S0200140254 | 2017-03-30 |  |  | No PM required
1046336 | GEM AC Powered Ring Cutting System | GEM AC Powered Ring Cutting System | GEM AC Powered Ring Cutting System | Active | MSH | MSH | 3 | Emergency | 3rd (Main) Floor | Mooney & Co., Inc | 622 | 7313 | 2017-04-04 |  |  | Invoice # 170381
1046337 | GEM AC Powered Ring Cutting System | GEM AC Powered Ring Cutting System | GEM AC Powered Ring Cutting System | Active | MSH | MSH | 3 | Emergency | 3rd (Main) Floor | Mooney & Co., Inc | 622 | 7312 | 2017-04-04 |  |  | Invoice # 170381
1046342 | Smoke Evacuation Systems, Surgical | Smoke Evacuation Systems | Smoke Evacuation Systems, Surgical | Active | MSH | MSH | 7 | SURGICAL SUITE (COMBINED WITH CYSTO) | OR 14 | KLS Martin | marVAC LAP | MR402L0301171245 | 2017-04-05 |  | 2018-04-05 | No PM required
1046343 | Smoke Evacuation Systems, Surgical | Smoke Evacuation Systems | Smoke Evacuation Systems, Surgical | Active | MSH | MSH | 7 | SURGICAL SUITE (COMBINED WITH CYSTO) | OR 10 | KLS Martin | marVAC LAP | MR402L0302171244 | 2017-04-05 |  |  | No PM required
1046347 | Display Monitor, Flat Panel | Display Monitor | Display Monitor, Flat Panel | Active | MSH | MSH | 7 | SURGICAL SUITE (COMBINED WITH CYSTO) | OR | STRYKER CORP | VisionPro | SVP266K0093 | 2017-04-05
1046348 | Transmitter/Receiver Systems, Telephone | Transmitter/Receiver Systems | Transmitter/Receiver Systems, Telephone | Active | MSH | MSH | 7 | SURGICAL SUITE (COMBINED WITH CYSTO) | OR | STRYKER CORP | SYNK Wireless Transmitter | 16E011554 | 2017-04-05
1046376 | Smoke Evacuation Systems, Surgical | Smoke Evacuation Systems | Smoke Evacuation Systems, Surgical | Active | MSH | MSH | 7 | SURGICAL SUITE (COMBINED WITH CYSTO) | OR 15 | KLS Martin | marVAC LAP | MR402L0302171241 | 2017-04-06 |  |  | No PM required
1046381 | Ultrasound - POCUS | Scanning Systems | Scanning Systems, Ultrasonic | Active | MSH | MSH | 5 | JDMI - Angio/Interventional |  | Bard | 9770555 - Site-Rite 8 | DYBUAD504 | 2017-04-05 | 0 | 2018-04-05 | CUSTOMER SERVICE: 1-800-387-9473 Replaced SER# DYAXAD235 with new tablet SER# DYBUAD504 Feb 13th 2018
1046393 | Smoke Evacuation Systems, Surgical | Smoke Evacuation Systems | Smoke Evacuation Systems, Surgical | Active | MSH | MSH | 7 | SURGICAL SUITE (COMBINED WITH CYSTO) | OR 2 | KLS Martin | marVAC LAP | MR402L0302171242 | 2017-04-06 |  | 2018-04-27 | Vendor contract, service and PM performed by the vendor. Vendor Info: CONMED LINVATEC CANADA 2330 MILLRACE COURT UNIT 5 MISSISSAUGA, ON L5N 1W2 CANADA PHONE: (905)814- 8900 FAX: (905)814-1245 EMAIL: EFTCanada@conmed.com VENDOR NO: 1003397
1046395 | Smoke Evacuation Systems, Surgical | Smoke Evacuation Systems | Smoke Evacuation Systems, Surgical | Active | MSH | MSH | 7 | SURGICAL SUITE (COMBINED WITH CYSTO) | 7th Floor - OR | KLS Martin | marVAC LAP | MR402L0302171240 | 2017-04-06 |  | 2018-04-06 | Vendor contract, service and PM performed by the vendor. Vendor Info: CONMED LINVATEC CANADA 2330 MILLRACE COURT UNIT 5 MISSISSAUGA, ON L5N 1W2 CANADA PHONE: (905)814- 8900 FAX: (905)814-1245 EMAIL: EFTCanada@conmed.com VENDOR NO: 1003397
1046396 | Smoke Evacuation Systems, Surgical | Smoke Evacuation Systems | Smoke Evacuation Systems, Surgical | Active | MSH | MSH | 7 | SURGICAL SUITE (COMBINED WITH CYSTO) | OR 16 | KLS Martin | marVAC LAP | MR402L0302171240 | 2017-04-06 |  | 2018-04-06 | Vendor contract, service and PM performed by the vendor. Vendor Info: CONMED LINVATEC CANADA 2330 MILLRACE COURT UNIT 5 MISSISSAUGA, ON L5N 1W2 CANADA PHONE: (905)814- 8900 FAX: (905)814-1245 EMAIL: EFTCanada@conmed.com VENDOR NO: 1003397
1046397 | Electrosurgical Units, Monopolar/Bipolar | Electrosurgical Units | Electrosurgical Units, Monopolar/Bipolar | Active | MSH | MSH | 7 | SURGICAL SUITE (COMBINED WITH CYSTO) | OR 5 | CONMED CORP | 60-2450-120 | 17030022 | 2017-04-06 |  | 2018-04-06 | Vendor contract, service and PM performed by the vendor. Vendor Info: CONMED LINVATEC CANADA 2330 MILLRACE COURT UNIT 5 MISSISSAUGA, ON L5N 1W2 CANADA PHONE: (905)814- 8900 FAX: (905)814-1245 EMAIL: EFTCanada@conmed.com VENDOR NO: 1003397
1046398 | Electrosurgical Units, Monopolar/Bipolar | Electrosurgical Units | Electrosurgical Units, Monopolar/Bipolar | Active | MSH | MSH | 7 | SURGICAL SUITE (COMBINED WITH CYSTO) | OR 15 | CONMED CORP | 60-2450-120 | 17030019 | 2017-04-06 |  | 2018-04-06 | Vendor contract, service and PM performed by the vendor. Vendor Info: CONMED LINVATEC CANADA 2330 MILLRACE COURT UNIT 5 MISSISSAUGA, ON L5N 1W2 CANADA PHONE: (905)814- 8900 FAX: (905)814-1245 EMAIL: EFTCanada@conmed.com VENDOR NO: 1003397
1046399 | Electrosurgical Units, Monopolar/Bipolar | Electrosurgical Units | Electrosurgical Units, Monopolar/Bipolar | Active | MSH | MSH | 7 | SURGICAL SUITE (COMBINED WITH CYSTO) | OR 4 | CONMED CORP | 60-2450-120 | 17030025 | 2017-04-06 |  | 2018-04-06 | Vendor contract, service and PM performed by the vendor. Vendor Info: CONMED LINVATEC CANADA 2330 MILLRACE COURT UNIT 5 MISSISSAUGA, ON L5N 1W2 CANADA PHONE: (905)814- 8900 FAX: (905)814-1245 EMAIL: EFTCanada@conmed.com VENDOR NO: 1003397
1046403 | Monitors, Vital Signs | Monitors, Vital Signs | Monitors, Vital Signs | Active | MSH | OPG | 3rd Floor | Special Pregnancy Program - Maternal | SPP | Welch Allyn | 74MX-B | 100064711217 | 2017-04-03 |  | 2018-04-10 | Debby Goldman bought from Medical Mart Supplies. The cost of the unit wasn't provided to me. Unable to to find the Model # in the database. It is 74MX-B
1046404 | Monitors, Vital Signs | Monitors, Vital Signs | Monitors, Vital Signs | Active | MSH | OPG | 3rd Floor | Special Pregnancy Program - Maternal | SPP | Welch Allyn | 74MX-B | 100064721217 | 2017-04-03 |  | 2018-04-10 | Debby Goldman bought from Medical Mart Supplies. The cost of the unit wasn't provided to me. Unable to to find the Model # in the database. It is 74MX-B
1046406 | Thermometers, Electronic, Infrared | Thermometers | Thermometers, Electronic, Infrared | Active | BH | BH | CSR | Bridgepoint | Basement (CSR) | Cardinal Health Canada Inc | Genius 2 |  | 2016-12-13 | 0
1046407 | Infusion Pumps, Patient-Controlled Analgesic | INFUSION PUMPS | Infusion Pumps, Patient-Controlled Analgesic | Active | BH | BH | 4N | Bridgepoint | 4th Floor - North Side | SIMS Deltec Ltd. | 6300 | 277103 | 2017-04-11
1046408 | Infusion Pumps, Patient-Controlled Analgesic | INFUSION PUMPS | Infusion Pumps, Patient-Controlled Analgesic | Active | BH | BH | 10N | Bridgepoint | 10th Floor - North Side | SIMS Deltec Ltd. | 6300 | 277104 | 2017-04-11
1046409 | Transducer, TOCO | Transducer | Transducer, Fetal Monitoring | Active | MSH | MSH | 15U | Obstetrical Suite (L&D) | 15th Floor - University Side | Philips Healthcare | M2734B | DE01808168 | 2015-09-15
1046410 | Transducer, Fetal Monitoring | Transducer | Transducer, Fetal Monitoring | Active | MSH | MSH | 15U | Obstetrical Suite (L&D) | 15th Floor - University Side | Philips Healthcare | M1355-60011 | DE44901668 | 2017-04-12
1046411 | Transducer, Fetal Monitoring | Transducer | Transducer, Fetal Monitoring | Active | MSH | MSH | 15U | Obstetrical Suite (L&D) | 15th Floor - University Side | Philips Healthcare | M1355-60011 | DE44901554 | 2017-04-12
1046412 | Transducer, Fetal Monitoring | Transducer | Transducer, Fetal Monitoring | Active | MSH | MSH | 15U | Obstetrical Suite (L&D) | 15th Floor - University Side | Philips Healthcare | M1355-60011 | DE45101124 | 2017-04-12
1046421 | Smoke Evacuation Systems, Surgical | Smoke Evacuation Systems | Smoke Evacuation Systems, Surgical | Active | MSH | MSH | 7 | SURGICAL SUITE (COMBINED WITH CYSTO) | OR 3 | KLS Martin | marVAC LAP | MR402L0302171276 | 2017-04-12 |  | 2018-04-06 | Vendor contract, service and PM performed by the vendor. Vendor Info: CONMED LINVATEC CANADA 2330 MILLRACE COURT UNIT 5 MISSISSAUGA, ON L5N 1W2 CANADA PHONE: (905)814- 8900 FAX: (905)814-1245 EMAIL: EFTCanada@conmed.com VENDOR NO: 1003397
1046422 | Smoke Evacuation Systems, Surgical | Smoke Evacuation Systems | Smoke Evacuation Systems, Surgical | Active | MSH | MSH | 7 | SURGICAL SUITE (COMBINED WITH CYSTO) | OR 11 | KLS Martin | marVAC LAP | MR402L0302171278 | 2017-04-12 |  | 2018-04-06 | Vendor contract, service and PM performed by the vendor. Vendor Info: CONMED LINVATEC CANADA 2330 MILLRACE COURT UNIT 5 MISSISSAUGA, ON L5N 1W2 CANADA PHONE: (905)814- 8900 FAX: (905)814-1245 EMAIL: EFTCanada@conmed.com VENDOR NO: 1003397
1046423 | Smoke Evacuation Systems, Surgical | Smoke Evacuation Systems | Smoke Evacuation Systems, Surgical | Active | MSH | MSH | 7 | SURGICAL SUITE (COMBINED WITH CYSTO) | OR 7 | KLS Martin | marVAC LAP | MR402L0302171277 | 2017-04-12 |  | 2018-04-06 | Vendor contract, service and PM performed by the vendor. Vendor Info: CONMED LINVATEC CANADA 2330 MILLRACE COURT UNIT 5 MISSISSAUGA, ON L5N 1W2 CANADA PHONE: (905)814- 8900 FAX: (905)814-1245 EMAIL: EFTCanada@conmed.com VENDOR NO: 1003397
1046424 | Smoke Evacuation Systems, Surgical | Smoke Evacuation Systems | Smoke Evacuation Systems, Surgical | Active | MSH | MSH | 7 | SURGICAL SUITE (COMBINED WITH CYSTO) | OR | KLS Martin | marVAC LAP | MR402L0302171279 | 2017-04-12 |  | 2018-04-06 | Vendor contract, service and PM performed by the vendor. Vendor Info: CONMED LINVATEC CANADA 2330 MILLRACE COURT UNIT 5 MISSISSAUGA, ON L5N 1W2 CANADA PHONE: (905)814- 8900 FAX: (905)814-1245 EMAIL: EFTCanada@conmed.com VENDOR NO: 1003397
1046429 | Transducer, Fetal Monitoring | Transducer | Transducer, Fetal Monitoring | Active | MSH | MSH | 15U | Obstetrical Suite (L&D) | 15th Floor - University Side | Philips Healthcare | 866076 | DE45002077 | 2017-04-12
1046430 | Smoke Evacuation Systems, Surgical | Smoke Evacuation Systems | Smoke Evacuation Systems, Surgical | Active | MSH | MSH | 7 | SURGICAL SUITE (COMBINED WITH CYSTO) | OR 6 | KLS Martin | marVAC LAP | MR402L0302171269 | 2017-04-12 |  |  | No PM required
1046431 | Transducer, Fetal Monitoring | Transducer | Transducer, Fetal Monitoring | Active | MSH | MSH | 15U | Obstetrical Suite (L&D) | 15th Floor - University Side | Philips Healthcare | 866076 | DE45001469 | 2017-04-12
1046432 | Transducer, Fetal Monitoring | Transducer | Transducer, Fetal Monitoring | Active | MSH | MSH | 15U | Obstetrical Suite (L&D) | 15th Floor - University Side | Philips Healthcare | 866076 | DE45002037 | 2017-04-12
1046433 | Smoke Evacuation Systems, Surgical | Smoke Evacuation Systems | Smoke Evacuation Systems, Surgical | Active | MSH | MSH | 7 | SURGICAL SUITE (COMBINED WITH CYSTO) | OR 14 | KLS Martin | marVAC LAP | MR402L0302171280 | 2017-04-12 |  |  | No PM required
1046438 | Transducer, Fetal Monitoring | Transducer | Transducer, Fetal Monitoring | Active | MSH | MSH | 15U | Obstetrical Suite (L&D) | 15th Floor - University Side | Philips Healthcare | M2734B | DE43126608 | 2017-04-12
1046439 | Electrosurgical Units, Monopolar/Bipolar | Electrosurgical Units | Electrosurgical Units, Monopolar/Bipolar | Active | MSH | MSH | 7 | SURGICAL SUITE (COMBINED WITH CYSTO) | OR 7 | CONMED CORP | 60-2450-120 | 15KGU012 | 2017-04-12 |  | 2022-04-12 | 5 year warranty + 2 years optional extension service and PM performed by Biomed. Vendor Info: CONMED LINVATEC CANADA 2330 MILLRACE COURT UNIT 5 MISSISSAUGA, ON L5N 1W2 CANADA PHONE: (905)814- 8900 FAX: (905)814-1245 EMAIL: EFTCanada@conmed.com VENDOR NO: 1003397
1046440 | Electrosurgical Units, Monopolar/Bipolar | Electrosurgical Units | Electrosurgical Units, Monopolar/Bipolar | Active | MSH | MSH | 7 | SURGICAL SUITE (COMBINED WITH CYSTO) | OR 3 | CONMED CORP | 60-2450-120 | 15KGU011 | 2017-04-12 |  | 2022-04-12 | 5 years warranty + 2 years optional extension service and PM performed by Biomed. Vendor Info: CONMED LINVATEC CANADA 2330 MILLRACE COURT UNIT 5 MISSISSAUGA, ON L5N 1W2 CANADA PHONE: (905)814- 8900 FAX: (905)814-1245 EMAIL: EFTCanada@conmed.com VENDOR NO: 1003397
1046442 | Electrosurgical Units, Monopolar/Bipolar | Electrosurgical Units | Electrosurgical Units, Monopolar/Bipolar | Active | MSH | MSH | 7 | SURGICAL SUITE (COMBINED WITH CYSTO) | OR 5 | CONMED CORP | 60-2450-120 | 15KGU015 | 2017-04-12 |  | 2022-04-12 | 5 years warranty + 2 years optional extension Vendor Info: CONMED LINVATEC CANADA 2330 MILLRACE COURT UNIT 5 MISSISSAUGA, ON L5N 1W2 CANADA PHONE: (905)814- 8900 FAX: (905)814-1245 EMAIL: EFTCanada@conmed.com VENDOR NO: 1003397
1046448 | Electrosurgical Units, Monopolar/Bipolar | Electrosurgical Units | Electrosurgical Units, Monopolar/Bipolar | Active | MSH | MSH | 15U | Obstetrical Suite (L&D) | L&D - OR 3 | CONMED CORP | 60-2450-120 | 15KGU017 | 2017-04-13 |  | 2022-04-13 | 5 years warranty + 2 years optional extension Vendor Info: CONMED LINVATEC CANADA 2330 MILLRACE COURT UNIT 5 MISSISSAUGA, ON L5N 1W2 CANADA PHONE: (905)814- 8900 FAX: (905)814-1245 EMAIL: EFTCanada@conmed.com VENDOR NO: 1003397
1046449 | Electrosurgical Units, Monopolar/Bipolar | Electrosurgical Units | Electrosurgical Units, Monopolar/Bipolar | Active | MSH | MSH | 15U | Obstetrical Suite (L&D) | L&D - OR 4 | CONMED CORP | 60-2450-120 | 17030017 | 2017-04-13 |  | 2022-04-13 | 5 years warranty + 2 years optional extension Vendor Info: CONMED LINVATEC CANADA 2330 MILLRACE COURT UNIT 5 MISSISSAUGA, ON L5N 1W2 CANADA PHONE: (905)814- 8900 FAX: (905)814-1245 EMAIL: EFTCanada@conmed.com Customer service/repairs: csacanada@conmed.com VENDOR NO: 1003397
1046450 | Electrosurgical Units, Monopolar/Bipolar | Electrosurgical Units | Electrosurgical Units, Monopolar/Bipolar | Active | MSH | MSH | 15U | Obstetrical Suite (L&D) | L&D - OR 2 | CONMED CORP | 60-2450-120 | 17030024 | 2017-04-13 |  | 2022-04-13 | 5 years warranty + 2 years optional extension Vendor Info: CONMED LINVATEC CANADA 2330 MILLRACE COURT UNIT 5 MISSISSAUGA, ON L5N 1W2 CANADA PHONE: (905)814- 8900 FAX: (905)814-1245 EMAIL: EFTCanada@conmed.com VENDOR NO: 1003397
1046451 | Electrosurgical Units, Monopolar/Bipolar | Electrosurgical Units | Electrosurgical Units, Monopolar/Bipolar | Active | MSH | MSH | 7 | SURGICAL SUITE (COMBINED WITH CYSTO) | OR 19 | CONMED CORP | 60-2450-120 | 17030018 | 2017-04-13 |  | 2022-04-13 | 5 years warranty + 2 years optional extension Vendor Info: CONMED LINVATEC CANADA 2330 MILLRACE COURT UNIT 5 MISSISSAUGA, ON L5N 1W2 CANADA PHONE: (905)814- 8900 FAX: (905)814-1245 EMAIL: EFTCanada@conmed.com VENDOR NO: 1003397
1046452 | Electrosurgical Units, Monopolar/Bipolar | Electrosurgical Units | Electrosurgical Units, Monopolar/Bipolar | Active | MSH | MSH | 15U | Obstetrical Suite (L&D) | L&D - OR 5 | CONMED CORP | 60-2450-120 | 17030023 | 2017-04-13 |  | 2022-04-13 | 5 years warranty + 2 years optional extension Vendor Info: CONMED LINVATEC CANADA 2330 MILLRACE COURT UNIT 5 MISSISSAUGA, ON L5N 1W2 CANADA PHONE: (905)814- 8900 FAX: (905)814-1245 EMAIL: EFTCanada@conmed.com VENDOR NO: 1003397
1046453 | Electrosurgical Units, Monopolar/Bipolar | Electrosurgical Units | Electrosurgical Units, Monopolar/Bipolar | Active | MSH | MSH | 7 | SURGICAL SUITE (COMBINED WITH CYSTO) | OR 17 | CONMED CORP | 60-2450-120 | 08DGU033 | 2017-04-13 |  | 2022-04-13 | 5 years warranty + 2 years optional extension Vendor Info: CONMED LINVATEC CANADA 2330 MILLRACE COURT UNIT 5 MISSISSAUGA, ON L5N 1W2 CANADA PHONE: (905)814- 8900 FAX: (905)814-1245 EMAIL: EFTCanada@conmed.com VENDOR NO: 1003397
1046455 | Electrosurgical Units, Monopolar/Bipolar | Electrosurgical Units | Electrosurgical Units, Monopolar/Bipolar | Active | MSH | MSH | 7 | SURGICAL SUITE (COMBINED WITH CYSTO) | OR 1 | CONMED CORP | 60-2450-120 | 17030021 | 2017-04-12 |  | 2022-04-13 | 5 years warranty extension + 2 years optional extension Vendor Info: CONMED LINVATEC CANADA 2330 MILLRACE COURT UNIT 5 MISSISSAUGA, ON L5N 1W2 CANADA PHONE: (905)814- 8900 FAX: (905)814-1245 EMAIL: EFTCanada@conmed.com VENDOR NO: 1003397
1046457 | Pressure Meters, Digital | Pressure Meters | Pressure Meters, Digital | Active | MSH | MSH | 1 | Biomedical Engineering | Biomed | FLUKE BIOMEDICAL | DPM2 PLUS | 3097026 | 2015-04-14 |  |  | Model # DPM2 PLUS
1046458 | Pressure Meters, Digital | Pressure Meters | Pressure Meters, Digital | Active | MSH | MSH | 1 | Biomedical Engineering | Biomed | Ashcroft Inc | 30PSI-Digital test | 1320916 | 2016-11-03 |  |  | UNABLE TO FIND MANUFACTURER AND MODEL # Company name- Ashcroft Supplier - Conval Equipment Description- 302084SD02L30 PRECISION DIGITAL TEST GAUGE PO # 7200888520
1046459 | SCALES, OTHER | Scales | SCALES, OTHER | Active | MSH | MSH | 1 | Biomedical Engineering | Biomed | Adam Equipment Inc | HCB-153 | AE76101802 | 2016-10-14 |  |  | Manufacturer- Adam equipment Supplier- LES Balances PAPP Model # HCB-153 PO # 7200895629
1046460 | Monitors, Vital Signs | Monitors, Vital Signs | Monitors, Vital Signs | Active | BH | BH | BP | Bridgepoint | Ambulatory Care | Welch Allyn | SPOT 420 | 201701806 | 2017-04-18 | 0 | 2017-03-04
1046461 | Monitors, Vital Signs | Monitors, Vital Signs | Monitors, Vital Signs | Active | BH | BH | 2N | Bridgepoint | 2nd Floor - North Side | Welch Allyn | SPOT 420 | 201701849 | 2017-04-18 | 0 | 2017-03-04
1046462 | Monitors, Vital Signs | Monitors, Vital Signs | Monitors, Vital Signs | Active | BH | BH | 2S | Bridgepoint | 2nd Floor - South Side | Welch Allyn | SPOT 420 | 201701892 | 2017-04-18 | 0 | 2017-03-04
1046463 | Monitors, Vital Signs | Monitors, Vital Signs | Monitors, Vital Signs | Active | BH | BH | 3N | Bridgepoint | 3rd Floor - North Side | Welch Allyn | SPOT 420 | 201701876 | 2017-04-18 | 0 | 2017-03-04
1046464 | Monitors, Vital Signs | Monitors, Vital Signs | Monitors, Vital Signs | Active | BH | BH | 3S | Bridgepoint | 3rd Floor - South Side | Welch Allyn | SPOT 420 | 201701867 | 2017-04-18 | 0 | 2017-03-04
1046465 | Monitors, Vital Signs | Monitors, Vital Signs | Monitors, Vital Signs | Active | BH | BH | 4N | Bridgepoint | 4th Floor - North Side | Welch Allyn | SPOT 420 | 201701885 | 2017-04-18 | 0 | 2017-03-04
1046466 | Monitors, Vital Signs | Monitors, Vital Signs | Monitors, Vital Signs | Active | BH | BH | 4S | Bridgepoint | 4th Floor - South Side | Welch Allyn | SPOT 420 | 201701863 | 2017-04-18 | 0 | 2017-03-04
1046467 | Monitors, Vital Signs | Monitors, Vital Signs | Monitors, Vital Signs | Active | BH | BH | 6N | Bridgepoint | 6th Floor - North Side | Welch Allyn | SPOT 420 | 201701808 | 2017-04-18 | 0 | 2017-03-04
1046477 | Smoke Evacuation Systems, Surgical, Stationary | Smoke Evacuation Systems | Smoke Evacuation Systems, Surgical, Stationary | Active | MSH | MSH | 7 | SURGICAL SUITE (COMBINED WITH CYSTO) | 7th Floor | KLS Martin | marVAC LAP | MR402L0302171272 | 2017-04-21 |  | 2022-04-21 | 5 years warranty + 2 years optional extension Vendor Info: CONMED LINVATEC CANADA 2330 MILLRACE COURT UNIT 5 MISSISSAUGA, ON L5N 1W2 CANADA PHONE: (905)814- 8900 FAX: (905)814-1245 EMAIL: EFTCanada@conmed.com VENDOR NO: 1003397
1046480 | Smoke Evacuation Systems, Surgical, Mobile/Portable | Smoke Evacuation Systems | Smoke Evacuation Systems, Surgical, Mobile/Portable | Active | MSH | MSH | 7 | SURGICAL SUITE (COMBINED WITH CYSTO) | OR | KLS Martin | marVAC LAP | MR402L0302171273 | 2017-04-21 |  | 2022-04-21 | 5 years warranty + 2 years optional extension Vendor Info: CONMED LINVATEC CANADA 2330 MILLRACE COURT UNIT 5 MISSISSAUGA, ON L5N 1W2 CANADA PHONE: (905)814- 8900 FAX: (905)814-1245 EMAIL: EFTCanada@conmed.com VENDOR NO: 1003397
1046481 | Electrosurgical Units, Monopolar/Bipolar | Electrosurgical Units | Electrosurgical Units, Monopolar/Bipolar | Active | MSH | MSH | 7 | SURGICAL SUITE (COMBINED WITH CYSTO) | 7th Floor - OR | CONMED CORP | 60-2450-120 | MR402L0302171271 | 2017-04-21 |  | 2022-04-21 | 5 years warranty + 2 years optional extionsion Vendor Info: CONMED LINVATEC CANADA 2330 MILLRACE COURT UNIT 5 MISSISSAUGA, ON L5N 1W2 CANADA PHONE: (905)814- 8900 FAX: (905)814-1245 EMAIL: EFTCanada@conmed.com VENDOR NO: 1003397
1046483 | Smoke Evacuation Systems, Surgical | Smoke Evacuation Systems | Smoke Evacuation Systems, Surgical | Active | MSH | MSH | 16U | Cath Lab | Cath Lab | KLS Martin | marVAC LAP | MR402L0302171270 | 2017-04-21 |  | 2022-04-21 | 5 years warranty + 2 years optional extension Vendor Info: CONMED LINVATEC CANADA 2330 MILLRACE COURT UNIT 5 MISSISSAUGA, ON L5N 1W2 CANADA PHONE: (905)814- 8900 FAX: (905)814-1245 EMAIL: EFTCanada@conmed.com VENDOR NO: 1003397
1046486 | Display Monitor, Flat Panel | Display Monitor | Display Monitor, Flat Panel | Active | MSH | MSH | 7 | SURGICAL SUITE (COMBINED WITH CYSTO) | O.R | STRYKER CORP | VisionPro | SVP264F0105 | 2017-04-24
1046519 | Workstation | Workstation | Workstation, NM | Active | MSH | MSH | 5 | JDMI - MRI | MSH-5-MRI | Siemens | Leonardo | 7245 | 2010-01-01 | 0 | 2011-01-01
1046520 | Monitors, Vital Signs | Monitors, Vital Signs | Monitors, Vital Signs | Active | BH | BH | 6S | Bridgepoint | 6th Floor - South Side | Welch Allyn | SPOT 420 | 201701884 | 2017-04-18 | 0 | 2017-03-04
1046521 | Monitors, Vital Signs | Monitors, Vital Signs | Monitors, Vital Signs | Active | BH | BH | 7N | Bridgepoint | 7th Floor - North Side | Welch Allyn | SPOT 420 | 201701887 | 2017-04-18 | 0 | 2017-03-04
1046522 | Monitors, Vital Signs | Monitors, Vital Signs | Monitors, Vital Signs | Active | BH | BH | 7S | Bridgepoint | 7th Floor - South Side | Welch Allyn | SPOT 420 | 201701897 | 2017-04-18 | 0 | 2017-03-04
1046523 | Workstation | Workstation | Workstation, NM | Active | MSH | MSH | 6 | JDMI - Nuclear Medicine | MSH-6-201-11 | Thinking Systems Corp | MD Station | G4D3HD1 | 2008-12-10 | 0 | 2009-12-10 | Dell Precision 490 Service Tag: G4D3HD1 Express Service Tag: 35092379557 AE Title: MSH_MTS_6 Port: 2104 IP: 172.20.220.72 MAC 90:B1:1C:8D:CC:5A Windows 7 Product Key: Drop: 6-6SE-624D DNS1=172.28.10.11 DNS2=172.28.10.12
1046524 | Monitors, Vital Signs | Monitors, Vital Signs | Monitors, Vital Signs | Active | BH | BH | 8N | Bridgepoint | 8th Floor - North Side | Welch Allyn | SPOT 420 | 201701862 | 2017-04-18 | 0 | 2017-03-04
1046525 | Monitors, Vital Signs | Monitors, Vital Signs | Monitors, Vital Signs | Active | BH | BH | 8S | Bridgepoint | 8th Floor - South Side | Welch Allyn | SPOT 420 | 201701873 | 2017-04-18 | 0 | 2017-03-04
1046526 | Monitors, Vital Signs | Monitors, Vital Signs | Monitors, Vital Signs | Active | BH | BH | 8S | Bridgepoint | 8th Floor - South Side | Welch Allyn | SPOT 420 | 201701866 | 2017-04-18 | 0 | 2017-03-04
1046527 | Monitors, Vital Signs | Monitors, Vital Signs | Monitors, Vital Signs | Active | BH | BH | 8N | Bridgepoint | 8th Floor - North Side | Welch Allyn | SPOT 420 | 201701860 | 2017-04-18 | 0 | 2017-03-04
1046528 | Monitors, Vital Signs | Monitors, Vital Signs | Monitors, Vital Signs | Active | BH | BH | 6S | Bridgepoint | 6th Floor - South Side | Welch Allyn | SPOT 420 | 201701870 | 2017-04-18 | 0 | 2017-03-04
1046529 | Monitors, Vital Signs | Monitors, Vital Signs | Monitors, Vital Signs | Active | BH | BH | 9N | Bridgepoint | 9th Floor - North Side | Welch Allyn | SPOT 420 | 201701876 | 2017-04-18 | 0 | 2017-03-04
1046530 | Monitors, Vital Signs | Monitors, Vital Signs | Monitors, Vital Signs | Active | BH | BH | 9S | Bridgepoint | 9th Floor - South Side | Welch Allyn | SPOT 420 | 201701841 | 2017-04-18 | 0 | 2017-03-04
1046531 | Monitors, Vital Signs | Monitors, Vital Signs | Monitors, Vital Signs | Active | BH | BH | 9S | Bridgepoint | 9th Floor - South Side | Welch Allyn | SPOT 420 | 201701858 | 2017-04-18 | 0 | 2017-03-04
1046538 | Thermometers, Electronic, Thermistor/Thermocouple, Patient | Thermometers | Thermometers, Electronic, Thermistor/Thermocouple, Patient | Active | MSH | MSH | 17U | NICU | NICU | Cardinal Health Canada Inc | Filac 3000 AD | A1659681X | 2012-03-06 | 297.05 | 2015-03-06 | Man. Date:01/2011
1046542 | Thermometers, Electronic, Thermistor/Thermocouple, Patient | Thermometers | Thermometers, Electronic, Thermistor/Thermocouple, Patient | Active | MSH | MSH | 16M | Mother & Baby | 16th Floor - Murray Side | Cardinal Health Canada Inc | Filac 3000 AD | A1655981X | 2012-03-06 | 297.05 | 2015-03-06 | Man. Date:01/2011
1046544 | Thermometers, Electronic, Thermistor/Thermocouple, Patient | Thermometers | Thermometers, Electronic, Thermistor/Thermocouple, Patient | Active | MSH | MSH | 15M | Nursing 15 Murray/Antenatal | Antenatal | Cardinal Health Canada Inc | Filac 3000 AD | A1659657X | 2012-03-06 | 297.05 | 2015-03-06 | Man. Date:01/2011
1046572 | Smoke Evacuation Systems, Surgical | Smoke Evacuation Systems | Smoke Evacuation Systems, Surgical | Active | MSH | MSH | 7 | SURGICAL SUITE (COMBINED WITH CYSTO) | 7th Floor | KLS Martin | marVAC LAP | MR402L0302171264 | 2017-04-12 |  | 2018-04-27
1046577 | Thermometers, Electronic, Thermistor/Thermocouple, Patient | Thermometers | Thermometers, Electronic, Thermistor/Thermocouple, Patient | Active | MSH | MSH | 15U | Nursing 15 Murray/Antenatal | Antenatal | Cardinal Health Canada Inc | Filac 3000 AD | A1858518X | 2012-03-06 | 297.05 | 2015-03-06 | Man. Date:01/2011
1046599 | Power Systems, Uninterruptible | Power Systems | Power Systems, Uninterruptible | Active | MSH | MSH | 1 | Biomedical Engineering | 1st Floor | TRIPP LITE | Smart500RT1U | 2335NLCSM628401138 | 2017-05-04 | 461 |  | found in biomed shop
1046600 | Power Systems, Uninterruptible | Power Systems | Power Systems, Uninterruptible | Active | MSH | MSH | 17U | NICU | NICU - Zone C main central | TRIPP LITE | Smart500RT1U | 2335NLCSM628401140 | 2014-08-12 | 461 | 2015-08-12 | Last located in NICU Central Area
1046601 | Power Systems, Uninterruptible | Power Systems | Power Systems, Uninterruptible | Active | MSH | MSH | 17U | NICU | NICU - Zone B central | TRIPP LITE | Smart500RT1U | 2335NLCSM628401140 | 2014-08-12 | 461 | 2015-08-12 | located in nicu central station
1046602 | Power Systems, Uninterruptible | Power Systems | Power Systems, Uninterruptible | Active | MSH | MSH | 17U | NICU | NICU - Zone A Central | TRIPP LITE | Smart500RT1U | 2335NLCSM628401139 | 2014-08-12 | 461 | 2015-08-12
1046604 | Light Sources, Fiberoptic | Light Sources | Light Sources, Fiberoptic | Active | MSH | MSH | 7 | SURGICAL SUITE (COMBINED WITH CYSTO) | 7th Floor | Integra Canada ULC | 00MLX | 16J00MLX7786 | 2017-02-01 |  | 2018-05-04 | Manufacturer: Integra Yokrk PA INC. US Tech. Service & Repair: 888-772-7378. Sold by Integra Canada, , 2590 Bristol Circle, Unit 1, ON, L6H6X7, phone: 905-632-7888. Incoming inspection OK. Gnd. Res=140 mohms; Chassis Leakage=223 micro Amps. Unable to find device license number.
1046605 | Light Sources, Fiberoptic | Light Sources | Light Sources, Fiberoptic | Active | MSH | MSH | 7 | SURGICAL SUITE (COMBINED WITH CYSTO) | O.R | Integra Canada ULC | 00MLX | 16J00MLX7776 | 2017-02-01 |  | 2018-05-04 | Manufacturer: Integra Yokrk PA INC. US Tech. Service & Repair: 888-772-7378. Sold by Integra Canada, , 2590 Bristol Circle, Unit 1, ON, L6H6X7, phone: 905-632-7888. Incoming inspection OK. Gnd. Res=143 mohms; Chassis Leakage=220 micro Amps. Unable to find device license number.
1046612 | Infusion Pumps, Patient-Controlled Analgesic | INFUSION PUMPS | Infusion Pumps, Patient-Controlled Analgesic | Active | BH | BH | 10N | Bridgepoint | 10 North | SIMS Deltec Ltd. | 6300 | 264042 | 2004-04-01 | 4001 | 2005-04-01 | LEC 1310 Pump #9
1046613 | Magnetic Resonance Imaging (MRI) | Scanning Systems | Scanning Systems, Magnetic Resonance Imaging | Active | MSH | MSH | 2 | JDMI - MRI | MSH-2 (Research MRI) | Siemens | Aera 1.5T | 141302 | 2011-05-13 | 0 | 2018-05-09 | MSH MR3 AERA 1.5T, SITE #10090 - Serial Number Year of manufacture Year of installation 2017
1046615 | Scales, Patient, Floor | Scales | Scales, Patient, Floor | Active | MSH | 60MURR | 3 | Unknown Ownership | 3rd Floor | DETECTO SCALE CO. | 758C | 1728347051307 | 2010-11-12 | 5001 | 2011-11-12 | old serial number on the display unit- E07105-0042. New Display uni-Serial Number- E1012-0120
1046625 | Electrosurgical Units, Monopolar/Bipolar | Electrosurgical Units | Electrosurgical Units, Monopolar/Bipolar | Active | MSH | MSH | 16U | Cath Lab | Cath Lab | CONMED CORP | 60-2450-120 | 15JGU184 | 2017-05-15 |  | 2022-04-21 | 5 years warranty + 2 years optional extension Vendor Info: CONMED LINVATEC CANADA 2330 MILLRACE COURT UNIT 5 MISSISSAUGA, ON L5N 1W2 CANADA PHONE: (905)814- 8900 FAX: (905)814-1245 EMAIL: EFTCanada@conmed.com VENDOR NO: 1003397
1046629 | Monitors, Vital Signs | Monitors, Vital Signs | Monitors, Vital Signs | Active | BH | BH | BP | Bridgepoint | Ambulatory Care | Welch Allyn | SPOT 420 | 201622187 | 2016-03-04 | 0 | 2017-03-04
1046630 | Monitors, Vital Signs | Monitors, Vital Signs | Monitors, Vital Signs | Active | BH | BH | BP | Bridgepoint | Ambulatory Care | Welch Allyn | SPOT 420 | 201501757 | 2015-01-01 | 0 | 2017-03-04
1046631 | Monitors, Vital Signs | Monitors, Vital Signs | Monitors, Vital Signs | Active | BH | BH | 2N | Bridgepoint | 2nd Floor - North Side | Welch Allyn | SPOT 420 | 201622101 | 2016-03-03 | 0 | 2017-03-04
1046632 | Monitors, Vital Signs | Monitors, Vital Signs | Monitors, Vital Signs | Active | BH | BH | 3S | Bridgepoint | 3rd Floor - South Side | Welch Allyn | SPOT 420 | 201622205 | 2016-03-04 | 0 | 2017-03-04
1046633 | Monitors, Vital Signs | Monitors, Vital Signs | Monitors, Vital Signs | Active | BH | BH | 3N | Bridgepoint | 3rd Floor - North Side | Welch Allyn | SPOT 420 | 201622205 | 2016-03-04 | 0 | 2017-03-04
1046634 | Electrosurgical Units, Monopolar/Bipolar | Electrosurgical Units | Electrosurgical Units, Monopolar/Bipolar | Active | MSH | MSH | 7 | SURGICAL SUITE (COMBINED WITH CYSTO) | OR 2 | CONMED CORP | 60-2450-120 | 15KGU007 | 2017-05-16 |  | 2022-05-16 | 5 years warranty + 2 years optional extension Vendor Info: CONMED LINVATEC CANADA 2330 MILLRACE COURT UNIT 5 MISSISSAUGA, ON L5N 1W2 CANADA PHONE: (905)814- 8900 FAX: (905)814-1245 EMAIL: EFTCanada@conmed.com VENDOR NO: 1003397
1046635 | Electrosurgical Units, Monopolar/Bipolar | Electrosurgical Units | Electrosurgical Units, Monopolar/Bipolar | Active | MSH | MSH | 7 | SURGICAL SUITE (COMBINED WITH CYSTO) | 7th Floor - OR | CONMED CORP | 60-2450-120 | 15JGU183 | 2017-05-16 |  | 2022-05-16 | 5 years warranty + 2 years optional extension
1046652 | BLADDER SCANNER | BLADDER SCANNER | BLADDER SCANNER | Active | BH | BH | 3N | Bridgepoint | 3rd Floor - North Side | Mcube Technology Co Ltd | BioCon-700 | 2210K10105 | 2017-05-23 |  | 2018-05-23 | Vendor : V02513 ROXON MEDI - TECH LTD 9400 RUE PASCAL GAGNON ST-LEONARD, QC H1P 1Z7
1046654 | BLADDER SCANNER | BLADDER SCANNER | BLADDER SCANNER | Active | BH | BH | 3S | Bridgepoint | 3rd Floor - South Side | Mcube Technology Co Ltd | BioCon-700 | 2210K10109 | 2017-05-23 |  | 2018-05-23 | Vendor : V02513 ROXON MEDI - TECH LTD 9400 RUE PASCAL GAGNON ST-LEONARD, QC H1P 1Z7
1046655 | BLADDER SCANNER | BLADDER SCANNER | BLADDER SCANNER | Active | BH | BH | 4N | Bridgepoint | 4th Floor - North Side | Mcube Technology Co Ltd | BioCon-700 | 2210K20154 | 2017-05-23 |  | 2018-05-24 | Vendor : V02513 ROXON MEDI - TECH LTD 9400 RUE PASCAL GAGNON ST-LEONARD, QC H1P 1Z7
1046656 | BLADDER SCANNER | BLADDER SCANNER | BLADDER SCANNER | Active | BH | BH | 6N | Bridgepoint | 6th Floor - North Side | Mcube Technology Co Ltd | BioCon-700 | 2210K2004 | 2017-05-23 |  | 2018-05-24 | Vendor : V02513 ROXON MEDI - TECH LTD 9400 RUE PASCAL GAGNON ST-LEONARD, QC H1P 1Z7
1046657 | BLADDER SCANNER | BLADDER SCANNER | BLADDER SCANNER | Active | BH | BH | 6S | Bridgepoint | 6th Floor - South Side | Mcube Technology Co Ltd | BioCon-700 | 2210K20002 | 2017-05-23 |  | 2018-05-24 | Vendor : V02513 ROXON MEDI - TECH LTD 9400 RUE PASCAL GAGNON ST-LEONARD, QC H1P 1Z7
1046658 | BLADDER SCANNER | BLADDER SCANNER | BLADDER SCANNER | Active | BH | BH | 7N | Bridgepoint | 7th Floor - North Side | Mcube Technology Co Ltd | BioCon-700 | 2210K10107 | 2017-05-23 | 11605 | 2018-05-24 | Vendor : V02513 ROXON MEDI - TECH LTD 9400 RUE PASCAL GAGNON ST-LEONARD, QC H1P 1Z7
1046659 | BLADDER SCANNER | BLADDER SCANNER | BLADDER SCANNER | Active | BH | BH | 7S | Bridgepoint | 7th Floor - South Side | Mcube Technology Co Ltd | BioCon-700 | 2210K20003 | 2017-05-23 |  | 2018-05-24 | Vendor : V02513 ROXON MEDI - TECH LTD 9400 RUE PASCAL GAGNON ST-LEONARD, QC H1P 1Z7
1046670 | Beds, Electric, Vertical Tilting | Beds | Beds, Electric, Vertical Tilting | Active | MSH | MSH | 16U | Echocardiography | 16th Floor - University Side | IBIOM Instruments Ltd | ECHO-FLEX 5002 | 3901 | 2017-05-26 |  | 2018-05-26 | Bed is serviced by the vendor and the department contact Company Contact Info Telephone: 450-678-5468 Fax: 450-45-9837 E-mail: info@ibiom.com Website: www.ibiom.com Address: IBIOM Instruments Ltd. 1065 du Pacifique St, Suite 403 Sherbrooke, Quebec J1H 2G3 Canada
1046671 | Beds, Electric, Vertical Tilting | Beds | Beds, Electric, Vertical Tilting | Active | MSH | MSH | 16U | Echocardiography | 16th Floor - University Side | IBIOM Instruments Ltd | ECHO-FLEX 5002 | 3802 | 2017-05-26 |  | 2018-05-26 | Bed is serviced by the vendor and the department contact Company Contact Info Telephone: 450-678-5468 Fax: 450-45-9837 E-mail: info@ibiom.com Website: www.ibiom.com Address: IBIOM Instruments Ltd. 1065 du Pacifique St, Suite 403 Sherbrooke, Quebec J1H 2G3 Canada
1046685 | Insufflators, Laparoscopic | Insufflators | Insufflators, Laparoscopic | Active | MSH | MSH | 7 | SURGICAL SUITE (COMBINED WITH CYSTO) | OR 13 | STRYKER CORP | Pneumo Sure | 1703CE0026 | 2017-06-01 |  |  | On Side Boom in OR 13
1046714 | Digital Color Printer | Digital Color Printer | Digital Color Printer | Active | MSH | MSH | 7 | SURGICAL SUITE (COMBINED WITH CYSTO) | 7th Floor - OR | SONY MEDICAL ELECTRONICS DIV |  | 92248 | 2017-06-13
1046718 | Tables, Examination/Treatment, Adjustable, Orthopedic | Tables | Tables, Examination/Treatment, Adjustable, Orthopedic | Active | MSH | MSH | 20M | Dovigi Orthopaedic sport Medicine Clinic (BUSINESS DEVELOPMENT) | 20th Floor - Murray Side | Seers Medical | ST3566 | 44185 | 2017-06-13
1046727 | VPAP W/Humidifer | VPAP W/Humidifer | VPAP W/Humidifer | Active | MSH | MSH | MSH | Respiratory Therapy | Room # 141 | Resmed | S9- H5i | 23131051983 / 22121832318 | 2012-11-07 | 7329 | 2013-11-07
1046743 | CPAP W/Humidifer | VPAP W/Humidifer | VPAP W/Humidifer | Active | MSH | OPG | 8th Floor | Anesthesia | 8th Floor | Resmed | 37028-Air10 | 23151747424 | 2012-06-22 | 7329 | 2018-06-22 | Please check the attached contract.
1046744 | CPAP W/Humidifer | VPAP W/Humidifer | VPAP W/Humidifer | Active | MSH | OPG | 8th Floor | Anesthesia | 8th Floor | Resmed | 37028-Air10 | 23151746997 | 2017-06-22 | 7329 | 2018-06-22 | Please see attached contract
1046745 | CPAP W/Humidifer | VPAP W/Humidifer | VPAP W/Humidifer | Active | MSH | OPG | 8th Floor | Anesthesia | 8th Floor | Resmed | 37028-Air10 | 23151747074 | 2012-06-22 | 7329 | 2018-06-22 | Please check the attached contract.
1046746 | CPAP W/Humidifer | VPAP W/Humidifer | VPAP W/Humidifer | Active | MSH | OPG | 8th Floor | Anesthesia | 8th Floor | Resmed | 37028-Air10 | 23151747418 | 2017-06-22 | 7329 | 2018-06-22 | Please check the attached contract.
1046781 | Radiographic/Fluoroscopic Systems, Urologic | Radiographic/Fluoroscopic Systems | Radiographic/Fluoroscopic Systems, Urologic | Active | MSH | MSH | 5 | Cystoscopy | MSH-7-OR 18 (Uroskop Omnia) | Siemens | Uroskop Omnia Max | 4576 | 2017-06-01 |  | 2018-06-01
1046782 | Laryngoscopes, Video | Laryngoscopes | Laryngoscopes, Video | Active | MSH | MSH | 5 | Respiratory Therapy | 5th Floor | Verathon Medical | LOPRO T3 | LA142232 | 2014-09-01
1046787 | Beds, Electric | Beds | Beds, Electric | Active | MSH | MSH | 5 | ICU | ICU | HILL-ROM CO INC | P7500A | S167AW9410 | 2017-07-05 | 35000 | 2019-07-05 | HILL-ROM BED SYSTEM
1046788 | Beds, Electric | Beds | Beds, Electric | Active | MSH | MSH | 5 | ICU | ICU | HILL-ROM CO INC | P7500A | S167AW9411 | 2017-07-05 | 35000 | 2019-07-05 | HILL-ROM BED SYSTEM
1046789 | LASERS, PHOTOCOAGULATOR | Lasers | LASERS, PHOTOCOAGULATOR | Active | MSH | 60MURR | 1 | Ophthalmology Clinic | Ophthalmology | Clarion Medical Technologies | Quantel Supra Laser | 626 | 2017-07-05 |  | 2019-06-30 | PO# 7600016375 ( Photocoagulator laser (manufacturer is Quantel Medical and vendor is Clarion) and LED slit lamp, model SL-990-5X, s/n 16080182. Warranty ends on June 30, 2019. Laser is 532nm (green) and scanner is 523nm. Glasses: OD7 + @190-315nm OD6 + @315-532nm.
1046875 | Food Pump | Food Pump | Food Pump | Active | MSH | MSH | MSH | Nutrition | BIOMED | Covidien | 482400J | C17175211 | 2014-10-06 | 2001 | 2015-10-06
1046952 | Ultrasound - POCUS | Scanning Systems | Scanning Systems, Ultrasonic | Active | MSH | MSH | 5 | ICU | MSH ICU 5 | Philips Healthcare | 989605394911 - Sparq | US71710940 | 2017-08-04 |  | 2018-08-14 | FEB 27 2024 INSTALLED HDD FROM TGH MSICU, SYSTEM BOOTED UP IN 3.0 CURRENTLY NO CONTRACT Christie.Lee@sinaihealth.ca PROBES: C6-2, SN: B20MTR S4-2, SN: B20QB4 L12-4, SN: B20N55 REPLACED MARCH 7 2022 NEW PROBE L12-4 SN# B40KLM MARCH 7 2022
1046985 | Power Systems, Uninterruptible | Power Systems | Power Systems, Uninterruptible | Active | MSH | MSH | 1 | COVID-19 - ICU Endoscopy | Biomedical Eng. | TRIPP LITE | Smart500RT1U | AGSM6284 | 2012-03-21 | 367 | 2013-03-21 | Telemetry Wireless System
1046999 | Transducer, TOCO | Transducer | Transducer, Fetal Monitoring | Active | MSH | MSH | 15U | Obstetrical Suite (L&D) | 15th Floor - University Side | Philips Healthcare | M2734B | DE43149591 | 2015-09-15
1047000 | Transducer, TOCO | Transducer | Transducer, Fetal Monitoring | Active | MSH | MSH | 15U | Obstetrical Suite (L&D) | 15th Floor - University Side | Philips Healthcare | M2734B | DE01800589 | 2015-09-15
1047001 | Transducer, TOCO | Transducer | Transducer, Fetal Monitoring | Active | MSH | MSH | 15U | Obstetrical Suite (L&D) | 15th Floor - University Side | Philips Healthcare | M2734B | DE43131749 | 2015-09-15
1047002 | Transducer, TOCO | Transducer | Transducer, Fetal Monitoring | Active | MSH | MSH | 15U | Obstetrical Suite (L&D) | 15th Floor - University Side | Philips Healthcare | M2734B | DE01812187 | 2015-09-15
1047003 | INFUSION PUMPS, GENERAL PURPOSE | INFUSION PUMPS | INFUSION PUMPS, GENERAL PURPOSE | Active | MSH | MSH | MSH | Central Dispatch | MSH-LVP | Alaris Medical Systems | 8100 - LVP Module | 14951044 | 2017-08-07 | 1200 | 2019-08-10
1047004 | INFUSION PUMPS, GENERAL PURPOSE | INFUSION PUMPS | INFUSION PUMPS, GENERAL PURPOSE | Active | MSH | MSH | MSH | Central Dispatch | MSH-LVP | Alaris Medical Systems | 8100 - LVP Module | 14952601 | 2017-08-07 | 1200 | 2019-08-10
1047006 | INFUSION PUMPS, GENERAL PURPOSE | INFUSION PUMPS | INFUSION PUMPS, GENERAL PURPOSE | Active | MSH | MSH | MSH | Central Dispatch | MSH-LVP | Alaris Medical Systems | 8100 - LVP Module | 14952607 | 2017-08-07 | 1200 | 2019-08-10
1047007 | INFUSION PUMPS, GENERAL PURPOSE | INFUSION PUMPS | INFUSION PUMPS, GENERAL PURPOSE | Active | MSH | MSH | MSH | Central Dispatch | MSH-LVP | Alaris Medical Systems | 8100 - LVP Module | 14955446 | 2017-08-07 | 1200 | 2019-08-10
1047010 | INFUSION PUMPS, GENERAL PURPOSE | INFUSION PUMPS | INFUSION PUMPS, GENERAL PURPOSE | Active | MSH | MSH | MSH | Central Dispatch | MSH-LVP | Alaris Medical Systems | 8100 - LVP Module | 14964839 | 2017-08-07 | 1200 | 2019-08-10
1047011 | INFUSION PUMPS, GENERAL PURPOSE | INFUSION PUMPS | INFUSION PUMPS, GENERAL PURPOSE | Active | MSH | MSH | MSH | Central Dispatch | MSH-LVP | Alaris Medical Systems | 8100 - LVP Module | 14965393 | 2017-08-07 | 1200 | 2019-08-10
1047012 | Transducer, TOCO | Transducer | Transducer, Fetal Monitoring | Active | MSH | MSH | 15U | Obstetrical Suite (L&D) | 15th Floor - University Side | Philips Healthcare | M2734B | DE43140023 | 2015-09-15
1047014 | INFUSION PUMPS, GENERAL PURPOSE | INFUSION PUMPS | INFUSION PUMPS, GENERAL PURPOSE | Active | MSH | MSH | MSH | Central Dispatch | MSH-LVP | Alaris Medical Systems | 8100 - LVP Module | 14965724 | 2017-08-07 | 1200 | 2019-08-10
1047015 | INFUSION PUMPS, GENERAL PURPOSE | INFUSION PUMPS | INFUSION PUMPS, GENERAL PURPOSE | Active | MSH | MSH | MSH | Central Dispatch | MSH-LVP | Alaris Medical Systems | 8100 - LVP Module | 14966060 | 2017-08-07 | 1200 | 2019-08-10
1047016 | Transducer, TOCO | Transducer | Transducer, Fetal Monitoring | Active | MSH | MSH | 15U | Obstetrical Suite (L&D) | 15th Floor - University Side | Philips Healthcare | M2734B | DE01807129 | 2015-09-15
1047017 | Transducer, TOCO | Transducer | Transducer, Fetal Monitoring | Active | MSH | MSH | 15U | Obstetrical Suite (L&D) | 15th Floor - University Side | Philips Healthcare | M2734B | DE43126608 | 2015-09-15
1047030 | Transducer, Fetal Monitoring | Transducer | Transducer, Fetal Monitoring | Active | MSH | MSH | 15U | Obstetrical Suite (L&D) | 15th Floor - University Side | Philips Healthcare | M2736A | DE43388869 | 2017-08-11
1047034 | INFUSION PUMPS, GENERAL PURPOSE | INFUSION PUMPS | INFUSION PUMPS, GENERAL PURPOSE | Active | MSH | MSH | MSH | Central Dispatch | MSH-LVP | Alaris Medical Systems | 8100 - LVP Module | 14968471 | 2017-08-07 | 1200 | 2019-08-10
1047035 | INFUSION PUMPS, GENERAL PURPOSE | INFUSION PUMPS | INFUSION PUMPS, GENERAL PURPOSE | Active | MSH | MSH | MSH | Central Dispatch | MSH-LVP | Alaris Medical Systems | 8100 - LVP Module | 14972003 | 2017-08-07 | 1200 | 2019-08-10
1047036 | INFUSION PUMPS, GENERAL PURPOSE | INFUSION PUMPS | INFUSION PUMPS, GENERAL PURPOSE | Active | MSH | MSH | MSH | Central Dispatch | MSH-LVP | Alaris Medical Systems | 8100 - LVP Module | 14972015 | 2017-08-07 | 1200 | 2019-08-10
1047037 | INFUSION PUMPS, GENERAL PURPOSE | INFUSION PUMPS | INFUSION PUMPS, GENERAL PURPOSE | Active | MSH | MSH | MSH | Central Dispatch | MSH-LVP | Alaris Medical Systems | 8100 - LVP Module | 14972033 | 2017-08-07 | 1200 | 2019-08-10
1047038 | INFUSION PUMPS, GENERAL PURPOSE | INFUSION PUMPS | INFUSION PUMPS, GENERAL PURPOSE | Active | MSH | MSH | MSH | Central Dispatch | MSH-LVP | Alaris Medical Systems | 8100 - LVP Module | 14972040 | 2017-08-07 | 1200 | 2019-08-10
1047039 | INFUSION PUMPS, GENERAL PURPOSE | INFUSION PUMPS | INFUSION PUMPS, GENERAL PURPOSE | Active | MSH | MSH | MSH | Central Dispatch | MSH-LVP | Alaris Medical Systems | 8100 - LVP Module | 14972041 | 2017-08-07 | 1200 | 2019-08-10
1047040 | INFUSION PUMPS, GENERAL PURPOSE | INFUSION PUMPS | INFUSION PUMPS, GENERAL PURPOSE | Active | MSH | MSH | MSH | Central Dispatch | MSH-LVP | Alaris Medical Systems | 8100 - LVP Module | 14972042 | 2017-08-07 | 1200 | 2019-08-10
1047041 | INFUSION PUMPS, GENERAL PURPOSE | INFUSION PUMPS | INFUSION PUMPS, GENERAL PURPOSE | Active | MSH | MSH | MSH | Central Dispatch | MSH-LVP | Alaris Medical Systems | 8100 - LVP Module | 14972043 | 2017-08-07 | 1200 | 2019-08-10
1047042 | INFUSION PUMPS, GENERAL PURPOSE | INFUSION PUMPS | INFUSION PUMPS, GENERAL PURPOSE | Active | MSH | MSH | MSH | Central Dispatch | MSH-LVP | Alaris Medical Systems | 8100 - LVP Module | 14972048 | 2017-08-07 | 1200 | 2019-08-10
1047043 | INFUSION PUMPS, GENERAL PURPOSE | INFUSION PUMPS | INFUSION PUMPS, GENERAL PURPOSE | Active | MSH | MSH | MSH | Central Dispatch | MSH-LVP | Alaris Medical Systems | 8100 - LVP Module | 14972052 | 2017-08-07 | 1200 | 2019-08-10
1047044 | INFUSION PUMPS, GENERAL PURPOSE | INFUSION PUMPS | INFUSION PUMPS, GENERAL PURPOSE | Active | MSH | MSH | MSH | Central Dispatch | MSH-LVP | Alaris Medical Systems | 8100 - LVP Module | 14972053 | 2017-08-07 | 1200 | 2019-08-10
1047045 | INFUSION PUMPS, GENERAL PURPOSE | INFUSION PUMPS | INFUSION PUMPS, GENERAL PURPOSE | Active | MSH | MSH | MSH | Central Dispatch | MSH-LVP | Alaris Medical Systems | 8100 - LVP Module | 14972056 | 2017-08-07 | 1200 | 2019-08-10
1047046 | INFUSION PUMPS, GENERAL PURPOSE | INFUSION PUMPS | INFUSION PUMPS, GENERAL PURPOSE | Active | MSH | MSH | MSH | Central Dispatch | MSH-LVP | Alaris Medical Systems | 8100 - LVP Module | 14972065 | 2017-08-07 | 1200 | 2019-08-10
1047047 | INFUSION PUMPS, GENERAL PURPOSE | INFUSION PUMPS | INFUSION PUMPS, GENERAL PURPOSE | Active | MSH | MSH | MSH | Central Dispatch | MSH-LVP | Alaris Medical Systems | 8100 - LVP Module | 14972066 | 2017-08-07 | 1200 | 2019-08-10
1047048 | INFUSION PUMPS, GENERAL PURPOSE | INFUSION PUMPS | INFUSION PUMPS, GENERAL PURPOSE | Active | MSH | MSH | MSH | Central Dispatch | MSH-LVP | Alaris Medical Systems | 8100 - LVP Module | 14972079 | 2017-08-07 | 1200 | 2019-08-10
1047049 | INFUSION PUMPS, GENERAL PURPOSE | INFUSION PUMPS | INFUSION PUMPS, GENERAL PURPOSE | Active | MSH | MSH | MSH | Central Dispatch | MSH-LVP | Alaris Medical Systems | 8100 - LVP Module | 14972082 | 2017-08-07 | 1200 | 2019-08-10
1047050 | INFUSION PUMPS, GENERAL PURPOSE | INFUSION PUMPS | INFUSION PUMPS, GENERAL PURPOSE | Active | MSH | MSH | MSH | Central Dispatch | MSH-LVP | Alaris Medical Systems | 8100 - LVP Module | 14972152 | 2017-08-07 | 1200 | 2019-08-10
1047057 | Transducer, TOCO | Transducer | Transducer, Fetal Monitoring | Active | MSH | MSH | 15U | Obstetrical Suite (L&D) | 15th Floor - University Side | Philips Healthcare | M2734B | DE43131722 | 2015-09-15
1047061 | Transducer, TOCO | Transducer | Transducer, Fetal Monitoring | Active | MSH | MSH | 15U | Obstetrical Suite (L&D) | 15th Floor - University Side | Philips Healthcare | M2734B | DE01811063 | 2015-09-15
1047062 | INFUSION PUMPS, GENERAL PURPOSE | INFUSION PUMPS | INFUSION PUMPS, GENERAL PURPOSE | Active | MSH | MSH | MSH | Central Dispatch | MSH-PC Unit | Alaris Medical Systems | 8015 - PCU | 14955919 | 2017-08-07 | 2100 | 2019-08-07
1047065 | Transducer, TOCO | Transducer | Transducer, Fetal Monitoring | Active | MSH | MSH | 15U | Obstetrical Suite (L&D) | 15th Floor - University Side | Philips Healthcare | M2734B | DE01822050 | 2015-09-15
1047066 | Transducer, TOCO | Transducer | Transducer, Fetal Monitoring | Active | MSH | MSH | 15U | Obstetrical Suite (L&D) | 15th Floor - University Side | Philips Healthcare | M2734B | DE43126364 | 2015-09-15
1047069 | INFUSION PUMPS, GENERAL PURPOSE | INFUSION PUMPS | INFUSION PUMPS, GENERAL PURPOSE | Active | MSH | MSH | MSH | Central Dispatch | MSH-PC Unit | Alaris Medical Systems | 8015 - PCU | 14956945 | 2017-08-07 | 2100 | 2019-08-07
1047075 | Transducer, Fetal Monitoring | Transducer | Transducer, Fetal Monitoring | Active | MSH | MSH | 15U | Obstetrical Suite (L&D) | 15th Floor - University Side | Philips Healthcare | M2736A | DE52403464 | 2017-08-11
1047095 | INFUSION PUMPS, GENERAL PURPOSE | INFUSION PUMPS | INFUSION PUMPS, GENERAL PURPOSE | Active | MSH | MSH | MSH | Central Dispatch | MSH-PC Unit | Alaris Medical Systems | 8015 - PCU | 14957553 | 2017-08-07 | 2100 | 2019-08-07
1047096 | INFUSION PUMPS, GENERAL PURPOSE | INFUSION PUMPS | INFUSION PUMPS, GENERAL PURPOSE | Active | MSH | MSH | MSH | Central Dispatch | MSH-PC Unit | Alaris Medical Systems | 8015 - PCU | 14957634 | 2017-08-07 | 2100 | 2019-08-07
1047097 | INFUSION PUMPS, GENERAL PURPOSE | INFUSION PUMPS | INFUSION PUMPS, GENERAL PURPOSE | Active | MSH | MSH | MSH | Central Dispatch | MSH-PC Unit | Alaris Medical Systems | 8015 - PCU | 14957635 | 2017-08-07 | 2100 | 2019-08-07
1047098 | INFUSION PUMPS, GENERAL PURPOSE | INFUSION PUMPS | INFUSION PUMPS, GENERAL PURPOSE | Active | MSH | MSH | MSH | Central Dispatch | MSH-PC Unit | Alaris Medical Systems | 8015 - PCU | 14957665 | 2017-08-07 | 2100 | 2019-08-07
1047099 | INFUSION PUMPS, GENERAL PURPOSE | INFUSION PUMPS | INFUSION PUMPS, GENERAL PURPOSE | Active | MSH | MSH | MSH | Central Dispatch | MSH-PC Unit | Alaris Medical Systems | 8015 - PCU | 14958414 | 2017-08-07 | 2100 | 2019-08-07
1047100 | INFUSION PUMPS, GENERAL PURPOSE | INFUSION PUMPS | INFUSION PUMPS, GENERAL PURPOSE | Active | MSH | MSH | MSH | Central Dispatch | MSH-PC Unit | Alaris Medical Systems | 8015 - PCU | 14958648 | 2017-08-07 | 2100 | 2019-08-07
1047101 | INFUSION PUMPS, GENERAL PURPOSE | INFUSION PUMPS | INFUSION PUMPS, GENERAL PURPOSE | Active | MSH | MSH | MSH | Central Dispatch | MSH-PC Unit | Alaris Medical Systems | 8015 - PCU | 14958810 | 2017-08-07 | 2100 | 2019-08-07
1047102 | INFUSION PUMPS, GENERAL PURPOSE | INFUSION PUMPS | INFUSION PUMPS, GENERAL PURPOSE | Active | MSH | MSH | MSH | Central Dispatch | MSH-PC Unit | Alaris Medical Systems | 8015 - PCU | 14958824 | 2017-08-07 | 2100 | 2019-08-07
1047104 | INFUSION PUMPS, GENERAL PURPOSE | INFUSION PUMPS | INFUSION PUMPS, GENERAL PURPOSE | Active | MSH | MSH | MSH | Central Dispatch | MSH-PC Unit | Alaris Medical Systems | 8015 - PCU | 14958849 | 2017-08-07 | 2100 | 2019-08-07
1047109 | Thermometers, Electronic, Thermistor/Thermocouple, Patient | Thermometers | Thermometers, Electronic, Thermistor/Thermocouple, Patient | Active | MSH | MSH | 17U | NICU | NICU | Cardinal Health Canada Inc | Filac 3000 AD | A1957381X | 2012-03-06 | 297.05 | 2015-03-06 | Man. Date:01/2011
1047116 | Ultrasound - POCUS | Scanning Systems | Scanning Systems, Ultrasonic | Active | MSH | MSH | 16U | Echocardiography |  | GE Healthcare | H45571CC - V Scan | VH122402TG | 2017-08-23 |  | 2018-08-23 | Activation Key REF 1-214843263730 BF88Q-HYPZK-5FZQP-TF882-LMZCU PIN: 4610 PW: Dlrv17!!
1047123 | Display Monitor, Flat Panel | Display Monitor | Display Monitor, Flat Panel | Active | MSH | MSH | 7 | SURGICAL SUITE (COMBINED WITH CYSTO) | 7th Floor - OR | Stryker Canada Div Stryker Corp | VisionPro Synk | SVP266G0017 | 2017-08-25 |  |  | Manufacturer: Stryker Endoscopy. Model: VisionPro Synk 26"LED Display
1047144 | STRESS TEST MONITOR/CONTROL | STRESS TEST MONITOR/CONTROL | STRESS TEST MONITOR/CONTROL | Active | MSH | MSH | 16U | ECG Unit | 16th Floor - University Side | GE Medical Systems Information Technologies (Canada) | Case Cardiac Testing System | SNP173100185A | 2017-08-28
1047159 | Treadmills | Treadmills | Treadmills | Active | MSH | MSH | 16U | ECG Unit | 16th Floor - University Side | GE Medical Systems Information Technologies (Canada) | T2100 | SN817260527SA | 2017-08-29
1047160 | BLOOD FLOW DETECTORS, ULTRASONIC | BLOOD FLOW DETECTORS | BLOOD FLOW DETECTORS, ULTRASONIC | Active | BH | BH | CSR | Bridgepoint | Basement (CSR) | HUNTLEIGH TECHNOLOGY INC | D900 | 0 | 2012-01-11 | 1960 | 2012-01-11 | Probes Ser# 722AX01 18047-11 ,722AX01 18532-11 722AX01 18395-11
1047175 | Thermometers, Electronic, Infrared | Thermometers | Thermometers, Electronic, Infrared | Active | BH | BH | 2N | Bridgepoint | 2nd Floor - North Side | Cardinal Health Canada Inc | Genius 2 | N16607086 | 2017-09-01 | 249 | 2017-08-13
1047176 | Thermometers, Electronic, Infrared | Thermometers | Thermometers, Electronic, Infrared | Active | BH | BH | 2N | Bridgepoint | 2nd Floor - North Side | Cardinal Health Canada Inc | Genius 2 | N17516902 | 2017-09-01 | 249 | 2017-08-13
1047178 | Tympanic Thermometer | Tympanic Thermometer | Tympanic Thermometer | Active | BH | BH | 2S | Bridgepoint | 2nd Floor - South Side | Cardinal Health Canada Inc | Genius 3 | N18761937 | 2017-09-01 | 249 | 2017-08-13
1047179 | Thermometers, Electronic, Infrared | Thermometers | Thermometers, Electronic, Infrared | Active | BH | BH | 2S | Bridgepoint | 2nd Floor - South Side | Cardinal Health Canada Inc | Genius 2 | N17516542 | 2017-09-01 | 249 | 2017-08-13
1047180 | Thermometers, Electronic, Infrared | Thermometers | Thermometers, Electronic, Infrared | Active | BH | BH | 2S | Bridgepoint | 2nd Floor - South Side | Cardinal Health Canada Inc | Genius 2 | N17517025 | 2017-09-01 | 249 | 2017-08-13
1047183 | Tympanic Thermometer | Tympanic Thermometer | Tympanic Thermometer | Active | BH | BH | 3N | Bridgepoint | 3rd Floor - North Side | Cardinal Health Canada Inc | Genius 3 | N18762629 | 2017-09-01 | 249 | 2017-08-13
1047185 | Tympanic Thermometer | Tympanic Thermometer | Tympanic Thermometer | Active | BH | BH | 3N | Bridgepoint | 3rd Floor - North Side | Cardinal Health Canada Inc | Genius 3 | N18765632 | 2017-09-01 | 249 | 2017-08-13
1047189 | Thermometers, Electronic, Infrared | Thermometers | Thermometers, Electronic, Infrared | Active | BH | BH | 3S | Bridgepoint | 3rd Floor - South Side | Cardinal Health Canada Inc | Genius 2 | N17517029 | 2017-09-01 | 249 | 2017-08-13
1047194 | Thermometers, Electronic, Infrared | Thermometers | Thermometers, Electronic, Infrared | Active | BH | BH | 4S | Bridgepoint | 4th Floor - South Side | Cardinal Health Canada Inc | Genius 2 | N17516719 | 2017-09-01 | 249 | 2017-08-13
1047195 | Tympanic Thermometer | Tympanic Thermometer | Tympanic Thermometer | Active | BH | BH | 4S | Bridgepoint | 4th Floor - South Side | Cardinal Health Canada Inc | Genius 3 | N18764910 | 2017-09-01 | 249 | 2017-08-13
1047196 | Thermometers, Electronic, Infrared | Thermometers | Thermometers, Electronic, Infrared | Active | BH | BH | 4S | Bridgepoint | 4th Floor - South Side | Cardinal Health Canada Inc | Genius 3 | N18770091 | 2017-09-01 | 249 | 2017-08-13
1047202 | Tympanic Thermometer | Tympanic Thermometer | Tympanic Thermometer | Active | BH | BH | 6S | Bridgepoint | 6th Floor - South Side | Cardinal Health Canada Inc | Genius 3 | N18762082 | 2017-09-01 | 249 | 2017-08-13
1047203 | Thermometers, Electronic, Infrared | Thermometers | Thermometers, Electronic, Infrared | Active | BH | BH | 6S | Bridgepoint | 6th Floor - South Side | Cardinal Health Canada Inc | Genius 2 | N18789696 | 2017-09-01 | 249 | 2017-08-13
1047206 | Thermometers, Electronic, Infrared | Thermometers | Thermometers, Electronic, Infrared | Active | BH | BH | 7N | Bridgepoint | 7th Floor - North Side | Cardinal Health Canada Inc | Genius 2 | N17517026 | 2017-09-01 | 249 | 2017-08-13
1047207 | Thermometers, Electronic, Infrared | Thermometers | Thermometers, Electronic, Infrared | Active | BH | BH | 7N | Bridgepoint | 7th Floor - North Side | Cardinal Health Canada Inc | Genius 2 | N17517018 | 2017-09-01 | 249 | 2017-08-13
1047209 | Thermometers, Electronic, Infrared | Thermometers | Thermometers, Electronic, Infrared | Active | BH | BH | 7N | Bridgepoint | 7th Floor - North Side | Cardinal Health Canada Inc | Genius 2 | N17517232 | 2017-09-01 | 249 | 2017-08-13
1047211 | Tympanic Thermometer | Tympanic Thermometer | Tympanic Thermometer | Active | BH | BH | 7S | Bridgepoint | 7th Floor - South Side | Cardinal Health Canada Inc | Genius 3 | N19875566 | 2017-09-01 | 249 | 2017-08-13
1047213 | Thermometers, Electronic, Infrared | Thermometers | Thermometers, Electronic, Infrared | Active | BH | BH | 7S | Bridgepoint | 7th Floor - South Side | Cardinal Health Canada Inc | Genius 2 | N17517071 | 2017-09-01 | 249 | 2017-08-13
1047214 | Thermometers, Electronic, Infrared | Thermometers | Thermometers, Electronic, Infrared | Active | BH | BH | 8N | Bridgepoint | 8th Floor - North Side | Cardinal Health Canada Inc | Genius 2 | N17517254 | 2017-09-01 | 249 | 2017-08-13
1047215 | Thermometers, Electronic, Infrared | Thermometers | Thermometers, Electronic, Infrared | Active | BH | BH | 8N | Bridgepoint | 8th Floor - North Side | Cardinal Health Canada Inc | Genius 2 | N17516547 | 2017-09-01 | 249 | 2017-08-13
1047216 | Thermometers, Electronic, Infrared | Thermometers | Thermometers, Electronic, Infrared | Active | BH | BH | 8S | Bridgepoint | 8th Floor - South Side | Cardinal Health Canada Inc | Genius 2 | N17517369 | 2017-09-01 | 249 | 2017-08-13
1047217 | Tympanic Thermometer | Tympanic Thermometer | Tympanic Thermometer | Active | BH | BH | 8S | Bridgepoint | 8th Floor - South Side | Cardinal Health Canada Inc | Genius 3 | N18764922 | 2017-09-01 | 249 | 2017-08-13
1047221 | Thermometers, Electronic, Infrared | Thermometers | Thermometers, Electronic, Infrared | Active | BH | BH | 9N | Bridgepoint | 9N | Cardinal Health Canada Inc | Genius 2 | N18778239 | 2017-09-01 | 249 | 2017-08-13
1047225 | Tympanic Thermometer | Tympanic Thermometer | Tympanic Thermometer | Active | BH | BH | 9S | Bridgepoint | 9th Floor - South Side | Cardinal Health Canada Inc | Genius 3 | N19875666 | 2017-09-01 | 249 | 2017-08-13
1047226 | Thermometers, Electronic, Thermistor/Thermocouple, Patient | Thermometers | Thermometers, Electronic, Thermistor/Thermocouple, Patient | Active | MSH | MSH | 15M | Nursing 15 Murray/Antenatal | Antenatal | Cardinal Health Canada Inc | Filac 3000 AD | A1760648X | 2012-03-06 | 297.05 | 2015-03-06 | Man. Date:01/2011
1047240 | Microscopes | Microscopes | Microscopes | Active | MSH | MSH | 3 | Emergency | 3rd (Main) Floor | Welch Allyn | 75200 | 719533A | 2017-09-08
1047295 | Thermometers, Electronic, Thermistor/Thermocouple, Patient | Thermometers | Thermometers, Electronic, Thermistor/Thermocouple, Patient | Active | MSH | MSH | 17U | NICU | NICU | Cardinal Health Canada Inc | FastTemp | G0320516 | 2012-05-04 | 290 | 2013-05-04 | Room# 17-367
1047340 | Humidifiers, Heated | Humidifiers | Humidifiers, Heated | Active | MSH | MSH | 18 | Respiratory Therapy | ICU | FISHER & PAYKEL MEDICAL INC | MR850 | 161103300317 | 2017-10-02 | 1601 | 2018-10-03 | Philips Medical Systems Canada 281 Hillmont Rd. Markham, ON L6C 2S3 P.O 7600016856
1047341 | Humidifiers, Heated | Humidifiers | Humidifiers, Heated | Active | MSH | MSH | 18 | Respiratory Therapy | ICU | FISHER & PAYKEL MEDICAL INC | MR850 | 161103300300 | 2017-10-02 | 1601 | 2018-10-03 | Philips Medical Systems Canada 281 Hillmont Rd. Markham, ON L6C 2S3 P.O 7600016856
1047342 | Humidifiers, Heated | Humidifiers | Humidifiers, Heated | Active | MSH | MSH | 18 | Respiratory Therapy | ICU | FISHER & PAYKEL MEDICAL INC | MR850 | 161103300357 | 2017-10-02 | 1601 | 2018-10-03 | Philips Medical Systems Canada 281 Hillmont Rd. Markham, ON L6C 2S3 P.O 7600016856
1047358 | Testers, Ventilator | Testers | Testers, Ventilator | Active | MSH | MSH | 1 | Biomedical Engineering | 1st Floor | TSI Inc | 4081G-High Flow Module, Certifier FA | 40810703007 | 2015-01-01 | 585.3
1047359 | Testers, Ventilator | Testers | Testers, Ventilator | Active | MSH | MSH | 1 | Biomedical Engineering | 1st Floor | TSI Inc | 4088A- Controller, Certifier FA | 40880708002 | 2015-01-01 | 2323.88
1047360 | Testers, Ventilator | Testers | Testers, Ventilator | Active | MSH | MSH | 1 | Biomedical Engineering | 1st Floor | TSI Inc | 4082C-Low Flow Module, Certifier FA | 40820702005 | 2015-01-01 | 1
1047361 | Testers, Ventilator | Testers | Testers, Ventilator | Active | MSH | MSH | 1 | Biomedical Engineering | 1st Floor | TSI Inc | 4081G-High Flow Module, Certifier FA | 40811720016 | 2017-10-02 | 585.3 | 2018-10-03
1047362 | Testers, Ventilator | Testers | Testers, Ventilator | Active | MSH | MSH | 1 | Biomedical Engineering | 1st Floor | TSI Inc | 4088A- Controller, Certifier FA | 40881721018 | 2017-10-02 | 2323.88 | 2018-10-03
1047376 | Thermometers, Electronic, Thermistor/Thermocouple, Patient | Thermometers | Thermometers, Electronic, Thermistor/Thermocouple, Patient | Active | MSH | MSH | 17U | NICU | NICU | Cardinal Health Canada Inc | FastTemp | G0912558 | 2009-03-16 | 350 | 2009-03-16 | Add to Database on !6-Mar-2009
1047383 | CEREBRAL FUNCTION MONITORS | CEREBRAL FUNCTION MONITORS | CEREBRAL FUNCTION MONITORS | Active | MSH | MSH | 17U | NICU | 17th Floor - University Side | Excel-Tech Ltd A Natus Medical Inc Co | OBM00001 | 102546 | 2017-10-12 |  | 2018-10-12 | Natus Medical Incorporated Excel-Tech Ltd. (XLTEK) 2568 Bristol Circle Oakville ON L6H 5S1 Canada 1-800-303-0306 (US/CAN) 001-650-802-0400 (Worldwide) technical_service@natus.com www.natus.com
1047384 | CEREBRAL FUNCTION MONITORS | CEREBRAL FUNCTION MONITORS | CEREBRAL FUNCTION MONITORS | Active | MSH | MSH | 17U | NICU | 17th Floor - University Side | Excel-Tech Ltd A Natus Medical Inc Co | OBM00001 | 102548 | 2017-10-12 |  | 2018-10-12 | Natus Medical Incorporated Excel-Tech Ltd. (XLTEK) 2568 Bristol Circle Oakville ON L6H 5S1 Canada 1-800-303-0306 (US/CAN) 001-650-802-0400 (Worldwide) technical_service@natus.com www.natus.com
1047385 | Transmitter/Receiver Systems, Telephone | Transmitter/Receiver Systems | Transmitter/Receiver Systems, Telephone | Active | MSH | MSH | 7 | SURGICAL SUITE (COMBINED WITH CYSTO) | 7th Floor - OR | Stryker Canada Div Stryker Corp | VisionPro Synk | 17I548664 | 2017-10-13
1047386 | LED Light Source | LED Light Source | LED Light Source | Active | MSH | MSH | 7 | SURGICAL SUITE (COMBINED WITH CYSTO) | 7th Floor - OR | STRYKER CORP | 022021000 | 10B037644 | 2017-10-13 |  |  | Model name is L9000
1047414 | ULTRASOUND UNITS, PHYSICAL THERAPY | ULTRASOUND UNITS | ULTRASOUND UNITS, PHYSICAL THERAPY | Active | MSH | MSH | 11S | Physiotherapy | 11th Floor - South Side | RICH-MAR CORP | AutoSound 7.6 | 0801051479 | 2017-10-17
1047469 | Ventilators, Intensive Care, Neonatal/Pediatric | Ventilators | Ventilators, Intensive Care, Neonatal/Pediatric | Active | MSH | MSH | MSH | Respiratory Therapy | NICU 17th Floor | Draeger Medical Canada | Babylog VN500 | ASKK-0112 | 2017-11-01 | 60001 | 2020-11-01 | With Monitor Infinity C500
1047471 | Ventilators, Intensive Care, Neonatal/Pediatric | Ventilators | Ventilators, Intensive Care, Neonatal/Pediatric | Active | MSH | MSH | MSH | Respiratory Therapy | NICU 17th Floor | Draeger Medical Canada | Babylog VN500 | ASKK-0113 | 2017-11-01 | 60001 | 2020-11-01 | With Monitor Infinity C500
1047472 | Ventilators, Intensive Care, Neonatal/Pediatric | Ventilators | Ventilators, Intensive Care, Neonatal/Pediatric | Active | MSH | MSH | MSH | Respiratory Therapy | NICU 17th Floor | Draeger Medical Canada | Babylog VN500 | ASKK-0114 | 2017-11-01 | 60001 | 2020-11-01 | With Monitor Infinity C500
1047473 | Ventilators, Intensive Care, Neonatal/Pediatric | Ventilators | Ventilators, Intensive Care, Neonatal/Pediatric | Active | MSH | MSH | MSH | Respiratory Therapy | NICU 17th Floor | Draeger Medical Canada | Babylog VN500 | ASKK-0111 | 2017-11-01 | 60001 | 2020-11-01 | With Monitor Infinity C500
1047493 | Transducer, TOCO | Transducer | Transducer, Fetal Monitoring | Active | MSH | MSH | 15U | Obstetrical Suite (L&D) | 15th Floor - University Side | Philips Healthcare | M2734B | DE43140009 | 2015-09-15
1047495 | Transducer, Fetal Monitoring | Transducer | Transducer, Fetal Monitoring | Active | MSH | MSH | 15U | Obstetrical Suite (L&D) | 15th Floor - University Side | Philips Healthcare | M2736A | DE01868187 | 2017-08-11
1047501 | Video Laryngoscope | Video Laryngoscope | Video Laryngoscope | Active | MSH | MSH | 5 | Anesthesia | 5th Floor | Verathon Medical | Glidescope Titanium LoPro | AN173037 | 2017-11-01 |  | 2018-11-01 | Distributed by Canada Hospital specialties LTD.
1047581 | Food Pump | Food Pump | Food Pump | Active | MSH | MSH | MSH | Nutrition | 12 South | Covidien | 482400S | C17181322 | 2011-01-18 | 2001 | 2012-01-18
1047671 | Scanning Systems, Ultrasonic | Scanning Systems | Scanning Systems, Ultrasonic | Active | MSH | OPG | 8th Floor | Gynaecology-OPG | Rm 813 | Philips Healthcare | Affiniti 70 | USN17F0438 | 2017-11-21 |  | 2018-11-21 | MACS?: FE-80-2D-CC-8A-62 C8-D7-19-C3-22-BF SYSTEM HAS BEEN PLACED UNDER CONTRACT? CODY TO PM ON HIS SCHEDULE Dr. Solnik admin Cheryl Jackson reports that the ultrasound is owned by Dr Solnik. From: Dolinar, John Sent: Monday, January 27, 2020 8:50 AM To: Whittington, Scott Cc: Fan, Tak; Nambiar, Chandra; Chau, Ken Subject: Hydro 8th Floor GYN, Affiniti 70W Philips Affiniti 70W Here is the procedure that Cody showed me to make a change in its local Network Share Support button-right hand side contol panel Network Dicom tab Network Settings tab Add or Edit
1047709 | Nebulizers | Nebulizers | Nebulizers | Active | MSH | MSH | 17U | NICU | 17th Floor - University Side | Aerogen Ltd | AG-PX-1050-US | AP-1702941 | 2015-08-26 | 0 | 2017-08-26 | Class 2, Type BF medical electrical equipment. Double insulation. IEC 60601-1-2 eletrical approval.
1047710 | Nebulizers | Nebulizers | Nebulizers | Active | MSH | MSH | 17U | NICU | 17th Floor - University Side | Aerogen Ltd | AG-PX-1050-US | AP-1700346 | 2015-08-26 | 0 | 2017-08-26 | Class 2, Type BF medical electrical equipment. Double insulation. IEC 60601-1-2 eletrical approval.
1047711 | Nebulizers | Nebulizers | Nebulizers | Active | MSH | MSH | 17U | NICU | 17th Floor - University Side | Aerogen Ltd | AG-PX-1050-US | AP-1700335 | 2015-08-26 | 0 | 2017-08-26 | Class 2, Type BF medical electrical equipment. Double insulation. IEC 60601-1-2 eletrical approval.
1047829 | Ventilators, Intensive Care, Adult | Ventilators | Ventilators, Intensive Care, Adult | Active | MSH | MSH | MSH | Respiratory Therapy | MSH-600 Uni-18-ICU Mobile | Draeger Medical Canada | V500 | ASKM-0157 | 2017-12-12 | 5000 | 2018-12-18
1047830 | Ventilators, Intensive Care, Adult | Ventilators | Ventilators, Intensive Care, Adult | Active | MSH | MSH | MSH | Respiratory Therapy | MSH-600 Uni-18-ICU Mobile | Draeger Medical Canada | V500 | ASKM-0159 | 2017-12-12 | 5000 | 2018-12-12
1047831 | Ventilators, Intensive Care, Adult | Ventilators | Ventilators, Intensive Care, Adult | Active | MSH | MSH | MSH | Respiratory Therapy | MSH-600 Uni-18-ICU Mobile | Draeger Medical Canada | V500 | ASKM-0158 | 2017-12-12 | 5000 | 2018-12-18
1047832 | Ventilators, Intensive Care, Adult | Ventilators | Ventilators, Intensive Care, Adult | Active | MSH | MSH | MSH | Respiratory Therapy | MSH-600 Uni-18-ICU Mobile | Draeger Medical Canada | V500 | ASKM-0160 | 2017-12-12 | 5000 | 2018-12-18
1047833 | Infusion Pumps, Syringe | INFUSION PUMPS | Infusion Pumps, Syringe | Active | MSH | MSH | 17U | NICU | 17th Floor - University Side | Smiths Medical | 4000-Medfusion | 2034855 | 2017-12-12 |  | 2018-12-11
1047834 | Humidifiers, Heated | Humidifiers | Humidifiers, Heated | Active | MSH | MSH | 18 | ICU | 18th Floor | FISHER & PAYKEL MEDICAL INC | MR850JHU | 170504320405 | 2017-12-12 | 2001 | 2018-12-11
1047839 | Infusion Pumps, Syringe | INFUSION PUMPS | Infusion Pumps, Syringe | Active | MSH | MSH | 17U | NICU | 17th Floor - University Side | Smiths Medical | 4000-Medfusion | 2034842 | 2017-12-12 |  | 2018-12-11
1047840 | Infusion Pumps, Syringe | INFUSION PUMPS | Infusion Pumps, Syringe | Active | MSH | MSH | 17U | NICU | 17th Floor - University Side | Smiths Medical | 4000-Medfusion | 2034843 | 2017-12-12 |  | 2018-12-11
1047841 | Infusion Pumps, Syringe | INFUSION PUMPS | Infusion Pumps, Syringe | Active | MSH | MSH | 17U | NICU | NICU | Smiths Medical | 4000-Medfusion | 2034844 | 2017-12-12 |  | 2018-12-11
1047842 | Infusion Pumps, Syringe | INFUSION PUMPS | Infusion Pumps, Syringe | Active | MSH | MSH | 17U | NICU | 17th Floor - University Side | Smiths Medical | 4000-Medfusion | 2034845 | 2017-12-12 |  | 2018-12-11
1047843 | Infusion Pumps, Syringe | INFUSION PUMPS | Infusion Pumps, Syringe | Active | MSH | MSH | 17U | NICU | 17th Floor - University Side | Smiths Medical | 4000-Medfusion | 2034847 | 2017-12-12 |  | 2018-12-11
1047844 | Infusion Pumps, Syringe | INFUSION PUMPS | Infusion Pumps, Syringe | Active | MSH | MSH | 17U | NICU | 17th Floor - University Side | Smiths Medical | 4000-Medfusion | 2034848 | 2017-12-12 |  | 2018-12-11
1047845 | Infusion Pumps, Syringe | INFUSION PUMPS | Infusion Pumps, Syringe | Active | MSH | MSH | 17U | NICU | 17th Floor - University Side | Smiths Medical | 4000-Medfusion | 2034849 | 2017-12-12 |  | 2018-12-11
1047846 | Infusion Pumps, Syringe | INFUSION PUMPS | Infusion Pumps, Syringe | Active | MSH | MSH | 17U | NICU | 17th Floor - University Side | Smiths Medical | 4000-Medfusion | 2034850 | 2017-12-12 |  | 2018-12-11
1047847 | Infusion Pumps, Syringe | INFUSION PUMPS | Infusion Pumps, Syringe | Active | MSH | MSH | 17U | NICU | 17th Floor - University Side | Smiths Medical | 4000-Medfusion | 2034856 | 2017-12-12 |  | 2018-12-11
1047848 | Infusion Pumps, Syringe | INFUSION PUMPS | Infusion Pumps, Syringe | Active | MSH | MSH | 17U | NICU | 17th Floor - University Side | Smiths Medical | 4000-Medfusion | 2034852 | 2017-12-12 |  | 2018-12-11
1047849 | Infusion Pumps, Syringe | INFUSION PUMPS | Infusion Pumps, Syringe | Active | MSH | MSH | 17U | NICU | 17th Floor - University Side | Smiths Medical | 4000-Medfusion | 2034853 | 2017-12-12 |  | 2018-12-11
1047850 | Infusion Pumps, Syringe | INFUSION PUMPS | Infusion Pumps, Syringe | Active | MSH | MSH | 17U | NICU | 17th Floor - University Side | Smiths Medical | 4000-Medfusion | 2034851 | 2017-12-12 |  | 2018-12-11
1047851 | Infusion Pumps, Syringe | INFUSION PUMPS | Infusion Pumps, Syringe | Active | MSH | MSH | 17U | NICU | 17th Floor - University Side | Smiths Medical | 4000-Medfusion | 2034857 | 2017-12-12 |  | 2018-12-11
1047852 | Infusion Pumps, Syringe | INFUSION PUMPS | Infusion Pumps, Syringe | Active | MSH | MSH | 17U | NICU | 17th Floor - University Side | Smiths Medical | 4000-Medfusion | 2034858 | 2017-12-12 |  | 2018-12-11
1047853 | Infusion Pumps, Syringe | INFUSION PUMPS | Infusion Pumps, Syringe | Active | MSH | MSH | 17U | NICU | 17th Floor - University Side | Smiths Medical | 4000-Medfusion | 2034859 | 2017-12-12 |  | 2018-12-11
1047854 | Infusion Pumps, Syringe | INFUSION PUMPS | Infusion Pumps, Syringe | Active | MSH | MSH | 17U | NICU | 17th Floor - University Side | Smiths Medical | 4000-Medfusion | 2034860 | 2017-12-12 |  | 2018-12-11
1047855 | Infusion Pumps, Syringe | INFUSION PUMPS | Infusion Pumps, Syringe | Active | MSH | MSH | 17U | NICU | 17th Floor - University Side | Smiths Medical | 4000-Medfusion | 2034861 | 2017-12-12 |  | 2018-12-11
1047856 | Infusion Pumps, Syringe | INFUSION PUMPS | Infusion Pumps, Syringe | Active | MSH | MSH | 17U | NICU | NICU | Smiths Medical | 4000-Medfusion | 2034862 | 2017-12-12 |  | 2018-12-11
1047857 | Infusion Pumps, Syringe | INFUSION PUMPS | Infusion Pumps, Syringe | Active | MSH | MSH | 17U | NICU | NICU | Smiths Medical | 4000-Medfusion | 2034863 | 2017-12-12 |  | 2018-12-11
1047858 | Infusion Pumps, Syringe | INFUSION PUMPS | Infusion Pumps, Syringe | Active | MSH | MSH | 17U | NICU | 17th Floor - University Side | Smiths Medical | 4000-Medfusion | 2034864 | 2017-12-12 |  | 2018-12-11
1047859 | Infusion Pumps, Syringe | INFUSION PUMPS | Infusion Pumps, Syringe | Active | MSH | MSH | 17U | NICU | 17th Floor - University Side | Smiths Medical | 4000-Medfusion | 2034865 | 2017-12-12 |  | 2018-12-11
1047861 | Infusion Pumps, Syringe | INFUSION PUMPS | Infusion Pumps, Syringe | Active | MSH | MSH | 17U | NICU | NICU | Smiths Medical | 4000-Medfusion | 2034867 | 2017-12-12 |  | 2018-12-11
1047862 | Infusion Pumps, Syringe | INFUSION PUMPS | Infusion Pumps, Syringe | Active | MSH | MSH | 17U | NICU | NICU | Smiths Medical | 4000-Medfusion | 2034868 | 2017-12-12 |  | 2018-12-11
1047863 | Infusion Pumps, Syringe | INFUSION PUMPS | Infusion Pumps, Syringe | Active | MSH | MSH | 17U | NICU | 17th Floor - University Side | Smiths Medical | 4000-Medfusion | 2034869 | 2017-12-12 |  | 2018-12-11
1047864 | Infusion Pumps, Syringe | INFUSION PUMPS | Infusion Pumps, Syringe | Active | MSH | MSH | 17U | NICU | 17th Floor - University Side | Smiths Medical | 4000-Medfusion | 2034870 | 2017-12-12 |  | 2018-12-11
1047865 | Infusion Pumps, Syringe | INFUSION PUMPS | Infusion Pumps, Syringe | Active | MSH | MSH | 17U | NICU | 17th Floor - University Side | Smiths Medical | 4000-Medfusion | 2034871 | 2017-12-12 |  | 2018-12-11
1047866 | Infusion Pumps, Syringe | INFUSION PUMPS | Infusion Pumps, Syringe | Active | MSH | MSH | 17U | NICU | 17th Floor - University Side | Smiths Medical | 4000-Medfusion | 2034872 | 2017-12-12 |  | 2018-12-11
1047867 | Infusion Pumps, Syringe | INFUSION PUMPS | Infusion Pumps, Syringe | Active | MSH | MSH | 17U | NICU | NICU | Smiths Medical | 4000-Medfusion | 2034873 | 2017-12-12 |  | 2018-12-11 | 17U NICU
1047877 | DISPLAY, LCD, PATIENT MONITOR | DISPLAY | DISPLAY, LCD, PATIENT MONITOR | Active | MSH | MSH | 7 | SURGICAL SUITE (COMBINED WITH CYSTO) | O.R | SONY MEDICAL ELECTRONICS DIV | LMD-2450MD | 3000567 | 2017-12-14
1047891 | Ablator (RF Generator) | Ablator (RF Generator) | Ablator (RF Generator) | Active | MSH | MSH | 5 | JDMI - Angio/Interventional |  | AngioDynamics | H787127400000-Solero | QBY0002819 | 2017-12-05
1047896 | Laryngoscopes Charger | Laryngoscopes Charger | Laryngoscopes Charger | Active | MSH | MSH | 1 | Respiratory Therapy | 1st Floor Biomed | Heine Optotechnik | NT300 | 1101260671 | 2017-12-22 | 500 | 2018-12-21
1047897 | Thermometers, Electronic, Thermistor/Thermocouple, Patient | Thermometers | Thermometers, Electronic, Thermistor/Thermocouple, Patient | Active | MSH | MSH | 17U | NICU | NICU | Cardinal Health Canada Inc | Filac 3000 AD | A1054285 | 2012-03-06 | 297.05 | 2015-03-06 | Man. Date:01/2011
1047913 | Handpieces | Handpieces | Handpieces | Active | MSH | MSH | 20M | Physiotherapy | 20th Floor - Murray Side | STORZ INSTRUMENT CO | DUOLITH SD1 | BT.0806 | 2018-01-05 |  | 2019-01-05 | Serviced by Remington Medical
1047920 | Tympanic Thermometer | Tympanic Thermometer | Tympanic Thermometer | Active | BH | BH | 9S | Bridgepoint | 9th Floor - South Side | Cardinal Health Canada Inc | Genius 3 | N19875475 | 2018-01-09 | 0
1047921 | Thermometers, Electronic, Infrared | Thermometers | Thermometers, Electronic, Infrared | Active | BH | BH | 9N | Bridgepoint | 9th Floor - North Side | Cardinal Health Canada Inc | Genius 2 | N17593726 | 2018-01-09 | 0
1047923 | Tympanic Thermometer | Tympanic Thermometer | Tympanic Thermometer | Active | BH | BH | 3N | Bridgepoint | 3rd Floor - North Side | Cardinal Health Canada Inc | Genius 3 | N18762652 | 2018-01-09 | 0
1047944 | Nerve Locators | Nerve Locators | Nerve Locators | Active | MSH | MSH | 1 | Resp Therapy (Anesthesia) | 1st Floor | XAVANT TECHNOLOGY | NMS 450 | 4501101926 | 2018-01-11 |  | 2020-01-11 | Runs on AAA batteries No PM or Calibration procedure.
1047986 | Transducer, Fetal Monitoring | Transducer | Transducer, Fetal Monitoring | Active | MSH | MSH | 15U | Obstetrical Suite (L&D) | 15th Floor - University Side | Philips Healthcare | M2736A | DE43388982 | 2017-08-11
1048003 | Transducer, TOCO | Transducer | Transducer, Fetal Monitoring | Active | MSH | MSH | 15U | Obstetrical Suite (L&D) | 15th Floor - University Side | Philips Healthcare | M2734B | DE43226494 | 2015-09-15
1048018 | Laryngoscopes, Video | Laryngoscopes | Laryngoscopes, Video | Active | MSH | MSH | 17U | Respiratory Therapy | NICU | STORZ INSTRUMENT CO | 8403ZX | VS12695 | 2018-01-17 |  |  | 8403DXC MIL#0 SN TS9169 8403DXC MIL#0 SN TS9161 8403GXC MIL#1 SN SS8251 8403GXC MIL#1 SN RS7197
1048026 | Generator-Endo Surgery | GENERATOR | GENERATOR, HEAT | Active | MSH | MSH | 7 | SURGICAL SUITE (COMBINED WITH CYSTO) | OR 3 | ETHICON INC | GEN11 | 375543 | 2018-01-22 |  |  | Software was upgraded to 2018-1
1048040 | Wound Therapy Systems, Negative-Pressure | Negative-Pressure Wound Therapy Systems | Negative-Pressure Wound Therapy Systems | Active | BH | BH | CSR | Bridgepoint | Basement (CSR) | KCI Kinetic Concepts Inc | 60400 | VFVS10333 | 2018-01-23 |  |  | Occlusion sensor recall# 2024110149 completed. Unit not affected by recall.
1048041 | Wound Therapy Systems, Negative-Pressure | Negative-Pressure Wound Therapy Systems | Negative-Pressure Wound Therapy Systems | Active | BH | BH | CSR | Bridgepoint | Basement (CSR) | KCI Kinetic Concepts Inc | 60400 | VFVS10332 | 2018-01-23 |  |  | Occlusion sensor recall# 2024110149 completed. Unit not affected by recall.
1048042 | Wound Therapy Systems, Negative-Pressure | Negative-Pressure Wound Therapy Systems | Negative-Pressure Wound Therapy Systems | Active | BH | BH | CSR | Bridgepoint | Basement (CSR) | KCI Kinetic Concepts Inc | 60400 | VFVS10331 | 2018-01-23 |  |  | Occlusion sensor recall# 2024110149 completed. Unit not affected by recall.
1048043 | Wound Therapy Systems, Negative-Pressure | Negative-Pressure Wound Therapy Systems | Negative-Pressure Wound Therapy Systems | Active | BH | BH | CSR | Bridgepoint | Basement (CSR) | KCI Kinetic Concepts Inc | ACTIVAC | VGBR19162 | 2018-01-23
1048044 | Wound Therapy Systems, Negative-Pressure | Negative-Pressure Wound Therapy Systems | Negative-Pressure Wound Therapy Systems | Active | BH | BH | CSR | Bridgepoint | Basement (CSR) | KCI Kinetic Concepts Inc | ACTIVAC | VGBR19161 | 2018-01-23
1048045 | Wound Therapy Systems, Negative-Pressure | Negative-Pressure Wound Therapy Systems | Negative-Pressure Wound Therapy Systems | Active | BH | BH | CSR | Bridgepoint | Basement (CSR) | KCI Kinetic Concepts Inc | ACTIVAC | VGBR19170 | 2018-01-23
1048046 | Wound Therapy Systems, Negative-Pressure | Negative-Pressure Wound Therapy Systems | Negative-Pressure Wound Therapy Systems | Active | BH | BH | CSR | Bridgepoint | Basement (CSR) | KCI Kinetic Concepts Inc | ACTIVAC | VGBR19168 | 2018-01-23
1048047 | Wound Therapy Systems, Negative-Pressure | Negative-Pressure Wound Therapy Systems | Negative-Pressure Wound Therapy Systems | Active | BH | BH | CSR | Bridgepoint | Basement (CSR) | KCI Kinetic Concepts Inc | ACTIVAC | VGBR19163 | 2018-01-23
1048073 | Microscopes, Light, Operating, Otorhinolaryngology | Microscopes | Microscopes, Light, Operating, Otorhinolaryngology | Active | MSH | MSH | 4 | ENT Clinic | 4th Floor | WILD LEITZ USA INC | M655 | 165156 | 2018-01-29
1048090 | Wound Therapy Systems, Negative-Pressure | Negative-Pressure Wound Therapy Systems | Negative-Pressure Wound Therapy Systems | Active | BH | BH | CSR | Bridgepoint | Basement (CSR) | KCI Kinetic Concepts Inc | ACTIVAC | VGBR19169 | 2018-01-23
1048101 | BLOOD PRESSURE MONITORS, INDIRECT | BLOOD PRESSURE MONITORS | BLOOD PRESSURE MONITORS, INDIRECT | Active | MSH | 60MURR | 1 | Occupational Therapy | Occupational Health | Welch Allyn | None | (21)301700699 | 2018-02-01 |  |  | ProBP 2400 Model
1048154 | Microscopes, Light, Operating, Ophthalmology | Microscopes | Microscopes, Light, Operating, Ophthalmology | Active | MSH | MSH | 4 | ENT Clinic | ENT Clinic | ALCON LABORATORIES INC | LX3 | 1502176301X | 2018-02-06 |  |  | Luxor Ophthalmic Microscope. Class 1, no device license Model LX3 DEMO/Evaluation for 30 days Unit has service contract ( attached file ) - JUNE 2020 to MAY 2022
1048158 | Thermometers, Electronic, Thermistor/Thermocouple, Patient | Thermometers | Thermometers, Electronic, Thermistor/Thermocouple, Patient | Active | MSH | MSH | 10S | Nursing 10S Geriatrics | 10th Floor - South Side | Cardinal Health Canada Inc | FastTemp | G0912444 | 2012-12-03 | 300 | 2013-12-03
1048159 | Workstation | Workstation | Workstation, NM | Active | MSH | MSH | 6 | JDMI - Nuclear Medicine | MSH-6-201-15 | Philips Healthcare | 2157-3000A | 9909325 | 2017-10-27 | 65000 | 2018-02-07 | Philips site # - 524542
1048161 | Power Systems, Uninterruptible | Power Systems | Power Systems, Uninterruptible | Active | MSH | MSH | 6 | JDMI - Nuclear Medicine | MSH-6-201-11 | American Power Conversion | Smart-UPS 1500 | QS11044132636 | 2017-09-22 | 0
1048173 | Waterless Milk Warmer | WARMERS | WARMERS, SOLUTION | Active | MSH | MSH | 17U | NICU | NICU | MEDELA INC | 87115 | 1446585 | 2018-02-12
1048174 | Waterless Milk Warmer | WARMERS | WARMERS, SOLUTION | Active | MSH | MSH | 17U | NICU | NICU | MEDELA INC | 87115 | 1441199 | 2018-02-12
1048184 | Scales, Patient, Floor | Scales | Scales, Patient, Floor | Active | MSH | MSH | 18 | Heart Function Clinic | 18th Floor - Heart Function | SECA CORP | 644 1321139 | 1644153034985 | 2018-02-14
1048198 | Display Monitor, Flat Panel | Display Monitor | Display Monitor, Flat Panel | Active | MSH | MSH | 7 | SURGICAL SUITE (COMBINED WITH CYSTO) | O.R | SONY MEDICAL ELECTRONICS DIV | LMD-X3105 | 8000566 | 2018-02-15
1048199 | Insufflators, Laparoscopic | Insufflators | Insufflators, Laparoscopic | Active | MSH | MSH | 7 | SURGICAL SUITE (COMBINED WITH CYSTO) | OR 15 | OLYMPUS CORP MEDICAL INSTRUMENT DIV | UHI-4 | 7741847 | 2018-02-15
1048200 | Video Image Processors | Video Image Processors | Video Image Processors | Active | MSH | MSH | 7 | SURGICAL SUITE (COMBINED WITH CYSTO) | 7th Floor - OR | OLYMPUS CORP MEDICAL INSTRUMENT DIV | CV-190 - Evis Exera III | 7740148 | 2018-02-15
1048202 | Light Sources | Light Sources | Light Sources | Active | MSH | MSH | 7 | SURGICAL SUITE (COMBINED WITH CYSTO) | OR 10 | OLYMPUS CORP MEDICAL INSTRUMENT DIV | CLV-190 - Evis Exera III | 7776247 | 2018-02-15
1048203 | Video Image Processors | Video Image Processors | Video Image Processors | Active | MSH | MSH | 7 | SURGICAL SUITE (COMBINED WITH CYSTO) | OR 10 | OLYMPUS CORP MEDICAL INSTRUMENT DIV | CV-190 - Evis Exera III | 7749577 | 2018-02-15
1048204 | 3D Visualization Unit | 3D Visualization Unit | 3D Visualization Unit | Active | MSH | MSH | 7 | SURGICAL SUITE (COMBINED WITH CYSTO) | OR 10 | OLYMPUS CORP MEDICAL INSTRUMENT DIV | 3DV-190 | 7621851 | 2018-02-15
1048206 | Otoscope/Ophthalmascope | Otoscope/Ophthalmascope | Otoscope/Ophthalmascope | Active | MSH | MSH | 16U | Unknown Ownership | Allied Health EMG #1618 | Welch Allyn | 77792-M | 171117233735 | 2018-02-16 |  |  | Welch Allyn Green Series 777 Diagnostic Wallboard with Coaxial Ophthalmoscope & Macroview Otoscope & Manometer SN 171117233735
1048207 | VIDEO CART | VIDEO CART | VIDEO CART | Active | MSH | MSH | 7 | SURGICAL SUITE (COMBINED WITH CYSTO) | O.R | OLYMPUS CORP MEDICAL INSTRUMENT DIV | WM-NP2 | 21737887 | 2018-02-15 |  |  | Cart is by Keymed Ltd, model WM-NP2, s/n 21737887
1048214 | Otoscope/Ophthalmascope | Otoscope/Ophthalmascope | Otoscope/Ophthalmascope | Active | MSH | MSH | 16U | Unknown Ownership | Allied Health EMG #1619 | Welch Allyn | 77792-M | 171117092185 | 2018-02-16 |  |  | Welch Allyn Green Series 777 Diagnostic Wallboard with Coaxial Ophthalmoscope & Macroview Otoscope & Manometer SN 171117092185
1048218 | In-Exsufflator | In-Exsufflator | In-Exsufflator | Active | BH | BH | RT | Bridgepoint | Respiratory Therapy | Philips Healthcare | CoughAssist E70 | 0029318 | 2018-02-20 |  |  | COUGHASSIST E70 Mechanical Insufflator-Exsufflator - non-invasive secretion clearance
1048229 | Display Monitor, Flat Panel | Display Monitor | Display Monitor, Flat Panel | Active | MSH | MSH | 7 | SURGICAL SUITE (COMBINED WITH CYSTO) | O.R | SONY MEDICAL ELECTRONICS DIV | LMD-X3105 | 8000555 | 2018-02-23
1048258 | Display Monitor, Flat Panel | Display Monitor | Display Monitor, Flat Panel | Active | MSH | MSH | 7 | SURGICAL SUITE (COMBINED WITH CYSTO) | O.R | SONY MEDICAL ELECTRONICS DIV | LMD-X3105 | 8000569 | 2018-03-01
1048265 | Thermometers, Electronic, Infrared | Thermometers | Thermometers, Electronic, Infrared | Active | MSH | MSH | 11N | Nursing 11N Medicine | 11th Floor - North Side | Cardinal Health Canada Inc | Genius 2 | N17593940 | 2016-12-15 | 249 | 2017-08-13
1048266 | Thermometers, Electronic, Infrared | Thermometers | Thermometers, Electronic, Infrared | Active | MSH | MSH | 11N | Nursing 11N Medicine | 11N | Cardinal Health Canada Inc | Genius 2 | N17593120 | 2016-12-15 | 249 | 2017-08-13
1048269 | Laryngoscopes Charger | Laryngoscopes Charger | Laryngoscopes Charger | Active | MSH | MSH | 5 | Resp Therapy (Anesthesia) | OR | Heine Optotechnik | NT300 | 1102066465 | 2018-03-06 | 500 | 2019-03-06
1048272 | Monitors, Vital Signs | Monitors, Vital Signs | Monitors, Vital Signs | Active | MSH | OPG | 8th Floor | Women's Unit-OPG | 8th Floor | Welch Allyn | 74MT | 100029430618 | 2018-03-06 |  | 2020-02-15 | previously located in M&B
1048299 | Monitors, Vital Signs | Monitors, Vital Signs | Monitors, Vital Signs | Active | MSH | OPG | 3rd Floor | Special Pregnancy Program - Maternal | SPP | Welch Allyn | 74MT | 100029410618 | 2018-03-06 |  | 2020-02-15 | Cart/Trolley Serial Number: 100068725117 PO#: 7201158210 $799.51 previously located in M&B
1048333 | Monitors, Vital Signs | Monitors, Vital Signs | Monitors, Vital Signs | Active | MSH | OPG | 3rd Floor | Special Pregnancy Program - Maternal | SPP | Welch Allyn | 74MT | 100029270618 | 2018-03-06 |  | 2020-02-15
1048334 | Monitors, Vital Signs | Monitors, Vital Signs | Monitors, Vital Signs | Active | MSH | MSH | 17M | 16N Med/Surg Temp Surge | 17M Med Surge | Welch Allyn | 74MT | 100092125217 | 2018-03-06 |  | 2020-02-15 | Cart/Trolley Serial Number: 100068715117 PO#: 7201158210 $799.51 Previously located in M&B relocated to 17M med/surg surge
1048340 | Monitors, Vital Signs | Monitors, Vital Signs | Monitors, Vital Signs | Active | MSH | 60MURR | 6 | Urolog. Wellness Koffler | Urology | Welch Allyn | 74MT | 100029350618 | 2018-03-06 |  | 2020-02-15
1048341 | Monitors, Vital Signs | Monitors, Vital Signs | Monitors, Vital Signs | Active | MSH | MSH | 16M | Mother & Baby | 16th Floor - Murray Side | Welch Allyn | 74MT | 100029450618 | 2018-03-06 |  | 2020-02-15 | Cart/Trolley Serial Number: 100068995117 PO# 7201158210 $799.51
1048390 | multimeter | multimeter | multimeter | Active | MSH | MSH | 1 | Biomedical Engineering | 1st Floor | FLUKE BIOMEDICAL | 87-III | 81600059 | 2018-03-08 |  |  | This unit has been in-service for some time. It is just being added to the data base now.
1048391 | multimeter | multimeter | multimeter | Active | MSH | MSH | 1 | Biomedical Engineering | 1st Floor | FLUKE BIOMEDICAL | 11 | 84330215 | 2018-03-08 |  |  | This unit has been in service for some time. It's just being added to the database now.
1048399 | Sphygmomanometers, Aneroid | Sphygmomanometers | Sphygmomanometers, Aneroid | Active | MSH | MSH | 3 | Emergency | 3rd (Main) Floor | Welch Allyn | 7670-01 | 130701145246 | 2018-03-08 |  |  | Unit sent down from ER with problem and no asset label. Made this asset at that time.
1048409 | Otoscope/Ophthalmascope | Otoscope/Ophthalmascope | Otoscope/Ophthalmascope | Active | MSH | MSH | 3 | Emergency | 3rd (Main) Floor | Welch Allyn | 767 wall transfomer | NA | 2018-03-08 |  |  | Brought to office with problem and no asset label. Made an asset label.
1048429 | Transducer, Fetal Monitoring DECG | Transducer | Transducer, Fetal Monitoring | Active | MSH | MSH | 15U | Obstetrical Suite (L&D) | 15th Floor - University Side | Philips Healthcare | M2738A | DE57964260 | 2018-02-09
1048430 | Scalers, Dental, Ultrasonic | Scalers | Scalers, Dental, Ultrasonic | Active | MSH | MSH | 4 | Dental Clinic | 4th Floor | not found |  | G36-30095 | 2018-03-13
1048435 | Ultrasound - POCUS | Scanning Systems | Scanning Systems, Ultrasonic | Active | MSH | MSH | 17U | NICU | MSH NICU | Mindray | ZONARE - ZS3 Ultrasound System | 34715C518A | 2018-04-03 |  | 2023-03-31 | SYSTEM 75 mOHM 160 uA SN# 34715C518A PN#Z038-00 PROBES C10-3 REF# 86888-30 SN# 10099C7X118A MFG JAN 5 2018 L20-5 REF# 87222-00 SN# 13159L2X117H MFG AUG 25 2017
1048448 | Transducer, Fetal Monitoring DECG | Transducer | Transducer, Fetal Monitoring | Active | MSH | MSH | 15U | Obstetrical Suite (L&D) | 15th Floor - University Side | Philips Healthcare | M2738A | DE57962981 | 2018-02-09
1048449 | Transducer, Fetal Monitoring DECG | Transducer | Transducer, Fetal Monitoring | Active | MSH | MSH | 15U | Obstetrical Suite (L&D) | 15th Floor - University Side | Philips Healthcare | M2738A | DE57963280 | 2018-02-09
1048450 | Transducer, Fetal Monitoring DECG | Transducer | Transducer, Fetal Monitoring | Active | MSH | MSH | 15U | Obstetrical Suite (L&D) | 15th Floor - University Side | Philips Healthcare | M2738A | DE57962979 | 2018-02-09
1048451 | Transducer, Fetal Monitoring DECG | Transducer | Transducer, Fetal Monitoring | Active | MSH | MSH | 15U | Obstetrical Suite (L&D) | 15th Floor - University Side | Philips Healthcare | M2738A | DE57962948 | 2018-02-09
1048452 | Transducer, Fetal Monitoring DECG | Transducer | Transducer, Fetal Monitoring | Active | MSH | MSH | 15U | Obstetrical Suite (L&D) | 15th Floor - University Side | Philips Healthcare | M2738A | DE57963351 | 2018-02-09
1048453 | Transducer, Fetal Monitoring DECG | Transducer | Transducer, Fetal Monitoring | Active | MSH | MSH | 15U | Obstetrical Suite (L&D) | 15th Floor - University Side | Philips Healthcare | M2738A | DE57964135 | 2018-02-09
1048454 | Transducer, Fetal Monitoring DECG | Transducer | Transducer, Fetal Monitoring | Active | MSH | MSH | 15U | Obstetrical Suite (L&D) | 15th Floor - University Side | Philips Healthcare | M2738A | DE57964022 | 2018-02-09
1048455 | Transducer, Fetal Monitoring DECG | Transducer | Transducer, Fetal Monitoring | Active | MSH | MSH | 15U | Obstetrical Suite (L&D) | 15th Floor - University Side | Philips Healthcare | M2738A | DE57962936 | 2018-02-09
1048456 | Transducer, Fetal Monitoring DECG | Transducer | Transducer, Fetal Monitoring | Active | MSH | MSH | 15U | Obstetrical Suite (L&D) | 15th Floor - University Side | Philips Healthcare | M2738A | DE57964164 | 2018-02-09
1048472 | Radiographic Units, Mobile | Radiographic Units | Radiographic Units, Mobile | Active | MSH | MSH | 17U | JDMI - Ambulatory Radiology | R59 | Carestream | DRX Revolution | 003277 | 2018-03-21 |  | 2019-03-21 | JDMI INFORMATICS CHANGE REQ# 736
1048484 | Display Monitor, Flat Panel | Display Monitor | Display Monitor, Flat Panel | Active | MSH | MSH | 7 | SURGICAL SUITE (COMBINED WITH CYSTO) | 7th Floor | STRYKER CORP | VisionPro | SVP267I0068 | 2018-03-21
1048485 | Display Monitor, Flat Panel | Display Monitor | Display Monitor, Flat Panel | Active | MSH | MSH | 7 | SURGICAL SUITE (COMBINED WITH CYSTO) | 7th Floor - OR | STRYKER CORP | VisionPro | SVP267K0065 | 2018-03-21
1048486 | Insufflators, Laparoscopic | Insufflators | Insufflators, Laparoscopic | Active | MSH | MSH | 7 | SURGICAL SUITE (COMBINED WITH CYSTO) | 7th Floor - OR | STRYKER CORP | Pneumo Sure | 1705CE0195 | 2018-03-21 |  |  | Unit is part of Stryker system consisting of LED display, Wireless transmitter, Fluorescent Imaging video Processor/Illuminator
1048489 | Transmitter/Receiver Systems, Telephone | Transmitter/Receiver Systems | Transmitter/Receiver Systems, Telephone | Active | MSH | MSH | 7 | SURGICAL SUITE (COMBINED WITH CYSTO) | 7th Floor - OR | STRYKER CORP | VisionPro SYNK 26” Wireless LED Display - 0240031000 | 18B535224 | 2018-03-21
1048491 | Information Systems, Data Management | Information Systems | Information Systems, Data Management | Active | MSH | MSH | 7 | SURGICAL SUITE (COMBINED WITH CYSTO) | 7th Floor - OR | STRYKER CORP | 2400 60100 | 17K570524 | 2018-03-21 |  |  | Unit is part of Stryker cart with display, insufflator, wireless transmitter and fluorescent imaging video processor. (SDC3 - HD INFORMATION MANAGEMENT SYSTEM)
1048492 | ENDOSCOPIC FLUORESCENCE IMAGING SYSTEM | Video Image Processors | Video Image Processors, Endoscopic | Active | MSH | MSH | 7 | SURGICAL SUITE (COMBINED WITH CYSTO) | 7th Floor - OR | STRYKER CORP | Pinpoint | PI18041339 | 2018-03-21 |  |  | Built by Novadaq Technologies
1048499 | Detectors, Blood Flow, Ultrasonic | SH Detectors | Detectors, Blood Flow, Ultrasonic | Active | MSH | MSH | 7 | SURGICAL SUITE (COMBINED WITH CYSTO) | O.R | Koven Technology Inc | ES100X | R17100015 | 2018-03-22 |  |  | Unit comes with 2 probes P8M05S8A, s/n 1801353, s/n 1801048
1048500 | Scanning Systems, Ultrasonic | Scanning Systems | Scanning Systems, Ultrasonic | Active | MSH | MSH | 5 | JDMI - Ultrasound | MSH-5-US, Roaming System | Philips Healthcare | 989605386721 - Epiq 7 | US318B1466 | 2018-03-23 | 135000 |  | LAN MAC: 00-04-5F-9E-7C-4B WIFI MAC: C8-D7-19-C2-0B-83 AE Title MSH_US_NICU
1048509 | Ultrasound - POCUS | Scanning Systems | Scanning Systems, Ultrasonic | Active | MSH | MSH | 7 | Anesthesia | 7th Floor | SonoSite (FujiFilm) | P20680-14 - Edge II | Q4WNX0 | 2018-03-23 |  |  | ACCEPTANCE 75 mOHM 202 uA LAN MAC 00:08:FB:32:40:3A WIRELESS NA
1048522 | Infusion Pumps, Syringe | INFUSION PUMPS | Infusion Pumps, Syringe | Active | MSH | MSH | 17U | NICU | NICU | Alaris Medical Systems | 8110 - Syringe Module | 15089385 | 2018-03-28 |  | 2019-08-27
1048523 | Infusion Pumps, Syringe | INFUSION PUMPS | Infusion Pumps, Syringe | Active | MSH | MSH | 17U | NICU | NICU | Alaris Medical Systems | 8110 - Syringe Module | 15089453 | 2018-03-28 |  | 2019-08-27
1048524 | Infusion Pumps, Syringe | INFUSION PUMPS | Infusion Pumps, Syringe | Active | MSH | MSH | 17U | NICU | NICU | Alaris Medical Systems | 8110 - Syringe Module | 15090809 | 2018-03-28 |  | 2019-08-27
1048525 | Infusion Pumps, Syringe | INFUSION PUMPS | Infusion Pumps, Syringe | Active | MSH | MSH | 17U | NICU | NICU | Alaris Medical Systems | 8110 - Syringe Module | 15089393 | 2018-03-28 |  | 2019-08-27
1048526 | Infusion Pumps, Syringe | INFUSION PUMPS | Infusion Pumps, Syringe | Active | MSH | MSH | 17U | NICU | NICU | Alaris Medical Systems | 8110 - Syringe Module | 15090405 | 2018-03-28 |  | 2019-08-27
1048527 | Infusion Pumps, Syringe | INFUSION PUMPS | Infusion Pumps, Syringe | Active | MSH | MSH | 17U | NICU | NICU | Alaris Medical Systems | 8110 - Syringe Module | 15090652 | 2018-03-28 |  | 2019-08-27
1048528 | Infusion Pumps, Syringe | INFUSION PUMPS | Infusion Pumps, Syringe | Active | MSH | MSH | 17U | NICU | NICU | Alaris Medical Systems | 8110 - Syringe Module | 15089456 | 2018-03-28 |  | 2019-08-27
1048529 | Infusion Pumps, Syringe | INFUSION PUMPS | Infusion Pumps, Syringe | Active | MSH | MSH | 17U | NICU | NICU | Alaris Medical Systems | 8110 - Syringe Module | 15089478 | 2018-03-28 |  | 2019-08-27
1048530 | Infusion Pumps, Syringe | INFUSION PUMPS | Infusion Pumps, Syringe | Active | MSH | MSH | 17U | NICU | NICU | Alaris Medical Systems | 8110 - Syringe Module | 15090577 | 2018-03-28 |  | 2019-08-27
1048531 | Infusion Pumps, Syringe | INFUSION PUMPS | Infusion Pumps, Syringe | Active | MSH | MSH | 17U | NICU | 17th Floor - University Side | Alaris Medical Systems | 8110 - Syringe Module | 15089287 | 2018-03-28 |  | 2019-08-27
1048537 | Mobile C-Arm | Radiographic/Fluoroscopic Units | Radiographic/Fluoroscopic Units, Mobile | Active | MSH | MSH | 7 | SURGICAL SUITE (COMBINED WITH CYSTO) | O.R | Philips Healthcare | Veradius | 75020652 | 2018-03-28 | 110000 | 2019-03-29 | X-Ray Tube insert S/N: 953230.
1048538 | LCD, DISPLAY, PATIENT MONITOR | LCD | LCD, DISPLAY, PATIENT MONITOR | Active | MSH | MSH | 7 | SURGICAL SUITE (COMBINED WITH CYSTO) | 7th Floor - OR | OLYMPUS CORP MEDICAL INSTRUMENT DIV | LMD-2450 MD | 8001934 | 2018-04-03
1048542 | LCD, DISPLAY, PATIENT MONITOR | LCD | LCD, DISPLAY, PATIENT MONITOR | Active | MSH | MSH | 7 | EOPS | OR | OLYMPUS CORP MEDICAL INSTRUMENT DIV | OEV262H | 7867750 | 2018-04-03
1048544 | Video Image Processors | Video Image Processors | Video Image Processors | Active | MSH | MSH | 7 | EOPS | OR | OLYMPUS CORP MEDICAL INSTRUMENT DIV | OTV-S190 | 7704930 | 2018-04-03
1048545 | Insufflators, Laparoscopic | Insufflators | Insufflators, Laparoscopic | Active | MSH | MSH | 7 | SURGICAL SUITE (COMBINED WITH CYSTO) | OR 16 | OLYMPUS CORP MEDICAL INSTRUMENT DIV | UHI-4 | 7741867 | 2018-04-03 |  |  | In OR 16 on Boom
1048546 | Xenon Systems | Xenon Systems | Xenon Systems | Active | MSH | MSH | 7 | EOPS | OR | OLYMPUS CORP MEDICAL INSTRUMENT DIV | CLV-S190 - Visera Elite Video System | 7725156 | 2018-04-03
1048550 | Tourniquets, Pneumatic | Tourniquets | Tourniquets, Pneumatic | Active | MSH | MSH | 5 | SURGICAL SUITE (COMBINED WITH CYSTO) | Operating Room | ZIMMER INC. | ATS 4000TS | 401706270004 | 2018-04-04 | 13625 | 2015-01-16
1048551 | Tourniquets, Pneumatic | Tourniquets | Tourniquets, Pneumatic | Active | MSH | MSH | 7 | SURGICAL SUITE (COMBINED WITH CYSTO) | OR | ZIMMER INC. | ATS 4000TS | 401801080009 | 2018-04-04 | 13625 | 2015-01-16
1048552 | Tourniquets, Pneumatic | Tourniquets | Tourniquets, Pneumatic | Active | MSH | MSH | 5 | SURGICAL SUITE (COMBINED WITH CYSTO) | Operating Room | ZIMMER INC. | ATS 4000TS | 401802160003 | 2018-04-04 | 13625 | 2015-01-16
1048564 | BLADDER SCANNER BATTERY AND CHARGER | BLADDER SCANNER | BLADDER SCANNER | Active | MSH | MSH | 11S | Nursing 11S Medicine | 11th Floor - South Side | Verathon Medical | BVI 3000 | B3301596 | 2018-04-05
1048566 | Display Monitor, Flat Panel | Display Monitor | Display Monitor, Flat Panel | Active | MSH | MSH | 7 | SURGICAL SUITE (COMBINED WITH CYSTO) | OR | SONY MEDICAL ELECTRONICS DIV | LMD-X3105 | 8001937 | 2018-04-05
1048567 | Insufflators, Laparoscopic | Insufflators | Insufflators, Laparoscopic | Active | MSH | MSH | 7 | SURGICAL SUITE (COMBINED WITH CYSTO) | 7th Floor - OR | OLYMPUS CORP MEDICAL INSTRUMENT DIV | UHI-4 | 7741865 | 2018-04-05
1048568 | Ventilators, Intensive Care, Neonatal/Pediatric | Ventilators | Ventilators, Intensive Care, Neonatal/Pediatric | Active | MSH | MSH | 17U | Respiratory Therapy | RT-NICU | Bunnell | 204 | A1059 | 2018-04-05 | 30001 | 2020-04-05
1048569 | Video Systems, Endoscopic | Video Systems | Video Systems, Endoscopic | Active | MSH | MSH | 4 | ENT Clinic | 4 | OLYMPUS CORP MEDICAL INSTRUMENT DIV | OTV-S400 - VISERA 4K UHD | 7711662 | 2018-04-05 |  |  | Retired equipment from OR. ENT clinic wanted the old equipment AC 2023-02-17
1048570 | Xenon Systems | Xenon Systems | Xenon Systems | Active | MSH | MSH | 4 | ENT Clinic | 4 | OLYMPUS CORP MEDICAL INSTRUMENT DIV | CLV-S400 | 7711611 | 2018-04-05 |  |  | Retired equipment from OR. ENT clinic wanted to use old equipment. AC 2023-0217
1048571 | Wisper Jet Patient Box | Wisper Jet Patient Box | Wisper Jet Patient Box | Active | MSH | MSH | 17U | Respiratory Therapy | NICU | Bunnell | 312 | B1114 | 2005-03-04 | 1001 | 2006-03-04
1048572 | Wisper Jet Patient Box | Wisper Jet Patient Box | Wisper Jet Patient Box | Active | MSH | MSH | 17U | Respiratory Therapy | NICU | Bunnell | 312 | B1119 | 2005-03-04 | 1001 | 2006-03-04
1048598 | Infusion Pumps, Ambulatory | INFUSION PUMPS | Infusion Pumps, Ambulatory | Active | MSH | MSH | 20M | Palliative Care | RM 491 | SIMS Deltec Ltd. | 2110 | 1124472 | 2018-04-05 |  | 2020-04-04 | Previously in Oncology
1048599 | Infusion Pumps, Ambulatory | INFUSION PUMPS | Infusion Pumps, Ambulatory | Active | MSH | MSH | 20M | Palliative Care | RM 491 | SIMS Deltec Ltd. | 2110 | 1124735 | 2018-04-05 |  | 2020-04-04 | Previously in Oncology
1048600 | Infusion Pumps, Ambulatory | INFUSION PUMPS | Infusion Pumps, Ambulatory | Active | MSH | MSH | 20M | Palliative Care | RM 491 | SIMS Deltec Ltd. | 2110 | 1124485 | 2018-04-05 |  | 2020-04-04 | Previously in Oncology
1048601 | Infusion Pumps, Ambulatory | INFUSION PUMPS | Infusion Pumps, Ambulatory | Active | MSH | MSH | 20M | Palliative Care | RM 491 | SIMS Deltec Ltd. | 2110 | 1124807 | 2018-04-05 |  | 2020-04-04 | Previously in Oncology
1048602 | Infusion Pumps, Ambulatory | INFUSION PUMPS | Infusion Pumps, Ambulatory | Active | MSH | MSH | 6 | General Oncology Clinic | Oncology | SIMS Deltec Ltd. | 2110 | 1124286 | 2018-04-05 |  | 2020-04-04
1048603 | Infusion Pumps, Ambulatory | INFUSION PUMPS | Infusion Pumps, Ambulatory | Active | MSH | MSH | 6 | General Oncology Clinic | Oncology | SIMS Deltec Ltd. | 2110 | 1122602 | 2018-04-05 |  | 2020-04-04
1048604 | Infusion Pumps, Ambulatory | INFUSION PUMPS | Infusion Pumps, Ambulatory | Active | MSH | MSH | 20M | Palliative Care | RM 491 | SIMS Deltec Ltd. | 2110 | 1122601 | 2018-04-05 |  | 2020-04-04 | Previously in Oncology
1048605 | Infusion Pumps, Ambulatory | INFUSION PUMPS | Infusion Pumps, Ambulatory | Active | MSH | MSH | 20M | Palliative Care | RM 491 | SIMS Deltec Ltd. | 2110 | 1122600 | 2018-04-05 |  | 2020-04-04 | Previously in Oncology
1048606 | Infusion Pumps, Ambulatory | INFUSION PUMPS | Infusion Pumps, Ambulatory | Active | MSH | MSH | 6 | General Oncology Clinic | Oncology | SIMS Deltec Ltd. | 2110 | 1124806 | 2018-04-05 |  | 2020-04-04
1048627 | INFUSION PUMPS, GENERAL PURPOSE | INFUSION PUMPS | INFUSION PUMPS, GENERAL PURPOSE | Active | BH | BH | CSR | Bridgepoint | Basement (CSR) | Alaris Medical Systems | 8015 - PCU | 15102654 | 2018-04-13 | 450 | 2019-03-13
1048628 | INFUSION PUMPS, GENERAL PURPOSE | INFUSION PUMPS | INFUSION PUMPS, GENERAL PURPOSE | Active | BH | BH | CSR | Bridgepoint | Basement (CSR) | Alaris Medical Systems | 8015 - PCU | 15102783 | 2018-04-13 | 450 | 2019-03-13
1048629 | INFUSION PUMPS, GENERAL PURPOSE | INFUSION PUMPS | INFUSION PUMPS, GENERAL PURPOSE | Active | BH | BH | CSR | Bridgepoint | Basement (CSR) | Alaris Medical Systems | 8015 - PCU | 15103008 | 2018-04-13 | 450 | 2019-03-13
1048630 | INFUSION PUMPS, GENERAL PURPOSE | INFUSION PUMPS | INFUSION PUMPS, GENERAL PURPOSE | Active | BH | BH | CSR | Bridgepoint | Basement (CSR) | Alaris Medical Systems | 8015 - PCU | 15103028 | 2018-04-13 | 450 | 2019-03-13
1048631 | INFUSION PUMPS, GENERAL PURPOSE | INFUSION PUMPS | INFUSION PUMPS, GENERAL PURPOSE | Active | BH | BH | CSR | Bridgepoint | Basement (CSR) | Alaris Medical Systems | 8015 - PCU | 15103206 | 2018-04-13 | 450 | 2019-03-13
1048632 | INFUSION PUMPS, GENERAL PURPOSE | INFUSION PUMPS | INFUSION PUMPS, GENERAL PURPOSE | Active | BH | BH | CSR | Bridgepoint | Basement (CSR) | Alaris Medical Systems | 8015 - PCU | 15107189 | 2018-04-13 | 450 | 2019-03-13
1048633 | INFUSION PUMPS, GENERAL PURPOSE | INFUSION PUMPS | INFUSION PUMPS, GENERAL PURPOSE | Active | BH | BH | CSR | Bridgepoint | Basement (CSR) | Alaris Medical Systems | 8015 - PCU | 15107792 | 2018-04-13 | 450 | 2019-03-13
1048634 | INFUSION PUMPS, GENERAL PURPOSE | INFUSION PUMPS | INFUSION PUMPS, GENERAL PURPOSE | Active | BH | BH | CSR | Bridgepoint | Basement (CSR) | Alaris Medical Systems | 8015 - PCU | 15107799 | 2018-04-13 | 450 | 2019-03-13
1048635 | INFUSION PUMPS, GENERAL PURPOSE | INFUSION PUMPS | INFUSION PUMPS, GENERAL PURPOSE | Active | BH | BH | CSR | Bridgepoint | Basement (CSR) | Alaris Medical Systems | 8015 - PCU | 15107849 | 2018-04-13 | 450 | 2019-03-13
1048636 | INFUSION PUMPS, GENERAL PURPOSE | INFUSION PUMPS | INFUSION PUMPS, GENERAL PURPOSE | Active | BH | BH | CSR | Bridgepoint | Basement (CSR) | Alaris Medical Systems | 8015 - PCU | 15107886 | 2018-04-13 | 450 | 2019-03-13
1048637 | INFUSION PUMPS, GENERAL PURPOSE | INFUSION PUMPS | INFUSION PUMPS, GENERAL PURPOSE | Active | BH | BH | CSR | Bridgepoint | Basement (CSR) | Alaris Medical Systems | 8015 - PCU | 15107912 | 2018-04-13 | 450 | 2019-03-13
1048638 | INFUSION PUMPS, GENERAL PURPOSE | INFUSION PUMPS | INFUSION PUMPS, GENERAL PURPOSE | Active | BH | BH | CSR | Bridgepoint | Basement (CSR) | Alaris Medical Systems | 8015 - PCU | 15107913 | 2018-04-13 | 450 | 2019-03-13
1048639 | INFUSION PUMPS, GENERAL PURPOSE | INFUSION PUMPS | INFUSION PUMPS, GENERAL PURPOSE | Active | BH | BH | CSR | Bridgepoint | Basement (CSR) | Alaris Medical Systems | 8015 - PCU | 15107938 | 2018-04-13 | 450 | 2019-03-13
1048640 | INFUSION PUMPS, GENERAL PURPOSE | INFUSION PUMPS | INFUSION PUMPS, GENERAL PURPOSE | Active | BH | BH | CSR | Bridgepoint | Basement (CSR) | Alaris Medical Systems | 8015 - PCU | 15108013 | 2018-04-13 | 450 | 2019-03-13
1048641 | INFUSION PUMPS, GENERAL PURPOSE | INFUSION PUMPS | INFUSION PUMPS, GENERAL PURPOSE | Active | BH | BH | CSR | Bridgepoint | Basement (CSR) | Alaris Medical Systems | 8015 - PCU | 15108020 | 2018-04-13 | 450 | 2019-03-13
1048642 | INFUSION PUMPS, GENERAL PURPOSE | INFUSION PUMPS | INFUSION PUMPS, GENERAL PURPOSE | Active | BH | BH | CSR | Bridgepoint | Basement (CSR) | Alaris Medical Systems | 8015 - PCU | 15108032 | 2018-04-13 | 450 | 2019-03-13
1048643 | INFUSION PUMPS, GENERAL PURPOSE | INFUSION PUMPS | INFUSION PUMPS, GENERAL PURPOSE | Active | BH | BH | CSR | Bridgepoint | Basement (CSR) | Alaris Medical Systems | 8015 - PCU | 15108066 | 2018-04-13 | 450 | 2019-03-13
1048644 | INFUSION PUMPS, GENERAL PURPOSE | INFUSION PUMPS | INFUSION PUMPS, GENERAL PURPOSE | Active | BH | BH | CSR | Bridgepoint | Basement (CSR) | Alaris Medical Systems | 8015 - PCU | 15108099 | 2018-04-13 | 450 | 2019-03-13
1048645 | INFUSION PUMPS, GENERAL PURPOSE | INFUSION PUMPS | INFUSION PUMPS, GENERAL PURPOSE | Active | BH | BH | CSR | Bridgepoint | Basement (CSR) | Alaris Medical Systems | 8015 - PCU | 15108116 | 2018-04-13 | 450 | 2019-03-13
1048646 | INFUSION PUMPS, GENERAL PURPOSE | INFUSION PUMPS | INFUSION PUMPS, GENERAL PURPOSE | Active | BH | BH | CSR | Bridgepoint | Basement (CSR) | Alaris Medical Systems | 8015 - PCU | 15108627 | 2018-04-13 | 450 | 2019-03-13
1048647 | INFUSION PUMPS, GENERAL PURPOSE | INFUSION PUMPS | INFUSION PUMPS, GENERAL PURPOSE | Active | BH | BH | CSR | Bridgepoint | Basement (CSR) | Alaris Medical Systems | 8015 - PCU | 15108668 | 2018-04-13 | 450 | 2019-03-13
1048648 | INFUSION PUMPS, GENERAL PURPOSE | INFUSION PUMPS | INFUSION PUMPS, GENERAL PURPOSE | Active | BH | BH | CSR | Bridgepoint | Basement (CSR) | Alaris Medical Systems | 8015 - PCU | 15108694 | 2018-04-13 | 450 | 2019-03-13
1048649 | INFUSION PUMPS, GENERAL PURPOSE | INFUSION PUMPS | INFUSION PUMPS, GENERAL PURPOSE | Active | BH | BH | CSR | Bridgepoint | Basement (CSR) | Alaris Medical Systems | 8015 - PCU | 15108714 | 2018-04-13 | 450 | 2019-03-13
1048650 | INFUSION PUMPS, GENERAL PURPOSE | INFUSION PUMPS | INFUSION PUMPS, GENERAL PURPOSE | Active | BH | BH | CSR | Bridgepoint | Basement (CSR) | Alaris Medical Systems | 8015 - PCU | 15108721 | 2018-04-13 | 450 | 2019-03-13
1048651 | INFUSION PUMPS, GENERAL PURPOSE | INFUSION PUMPS | INFUSION PUMPS, GENERAL PURPOSE | Active | BH | BH | CSR | Bridgepoint | Basement (CSR) | Alaris Medical Systems | 8015 - PCU | 15108744 | 2018-04-13 | 450 | 2019-03-13
1048652 | INFUSION PUMPS, GENERAL PURPOSE | INFUSION PUMPS | INFUSION PUMPS, GENERAL PURPOSE | Active | BH | BH | CSR | Bridgepoint | Basement (CSR) | Alaris Medical Systems | 8015 - PCU | 15108746 | 2018-04-13 | 450 | 2019-03-13
1048653 | INFUSION PUMPS, GENERAL PURPOSE | INFUSION PUMPS | INFUSION PUMPS, GENERAL PURPOSE | Active | BH | BH | CSR | Bridgepoint | Basement (CSR) | Alaris Medical Systems | 8015 - PCU | 15108769 | 2018-04-13 | 450 | 2019-03-13
1048654 | INFUSION PUMPS, GENERAL PURPOSE | INFUSION PUMPS | INFUSION PUMPS, GENERAL PURPOSE | Active | BH | BH | CSR | Bridgepoint | Basement (CSR) | Alaris Medical Systems | 8015 - PCU | 15108782 | 2018-04-13 | 450 | 2019-03-13
1048655 | INFUSION PUMPS, GENERAL PURPOSE | INFUSION PUMPS | INFUSION PUMPS, GENERAL PURPOSE | Active | BH | BH | CSR | Bridgepoint | Basement (CSR) | Alaris Medical Systems | 8015 - PCU | 15108828 | 2018-04-13 | 450 | 2019-03-13
1048656 | INFUSION PUMPS, GENERAL PURPOSE | INFUSION PUMPS | INFUSION PUMPS, GENERAL PURPOSE | Active | BH | BH | CSR | Bridgepoint | Basement (CSR) | Alaris Medical Systems | 8015 - PCU | 15108835 | 2018-04-13 | 450 | 2019-03-13
1048657 | INFUSION PUMPS, GENERAL PURPOSE | INFUSION PUMPS | INFUSION PUMPS, GENERAL PURPOSE | Active | BH | BH | CSR | Bridgepoint | Basement (CSR) | Alaris Medical Systems | 8015 - PCU | 15108897 | 2018-04-13 | 450 | 2019-03-13
1048658 | INFUSION PUMPS, GENERAL PURPOSE | INFUSION PUMPS | INFUSION PUMPS, GENERAL PURPOSE | Active | BH | BH | CSR | Bridgepoint | Basement (CSR) | Alaris Medical Systems | 8015 - PCU | 15108901 | 2018-04-13 | 450 | 2019-03-13
1048659 | INFUSION PUMPS, GENERAL PURPOSE | INFUSION PUMPS | INFUSION PUMPS, GENERAL PURPOSE | Active | BH | BH | CSR | Bridgepoint | Basement (CSR) | Alaris Medical Systems | 8015 - PCU | 15108960 | 2018-04-13 | 450 | 2019-03-13
1048660 | INFUSION PUMPS, GENERAL PURPOSE | INFUSION PUMPS | INFUSION PUMPS, GENERAL PURPOSE | Active | BH | BH | CSR | Bridgepoint | Basement (CSR) | Alaris Medical Systems | 8015 - PCU | 15108975 | 2018-04-13 | 450 | 2019-03-13
1048661 | INFUSION PUMPS, GENERAL PURPOSE | INFUSION PUMPS | INFUSION PUMPS, GENERAL PURPOSE | Active | BH | BH | CSR | Bridgepoint | Basement (CSR) | Alaris Medical Systems | 8015 - PCU | 15108977 | 2018-04-13 | 450 | 2019-03-13
1048662 | INFUSION PUMPS, GENERAL PURPOSE | INFUSION PUMPS | INFUSION PUMPS, GENERAL PURPOSE | Active | BH | BH | CSR | Bridgepoint | Basement (CSR) | Alaris Medical Systems | 8100 - LVP Module | 15088422 | 2018-04-13 | 1200 | 2019-03-13
1048663 | INFUSION PUMPS, GENERAL PURPOSE | INFUSION PUMPS | INFUSION PUMPS, GENERAL PURPOSE | Active | BH | BH | CSR | Bridgepoint | Basement (CSR) | Alaris Medical Systems | 8100 - LVP Module | 15119349 | 2018-04-13 | 1200 | 2019-03-13
1048664 | INFUSION PUMPS, GENERAL PURPOSE | INFUSION PUMPS | INFUSION PUMPS, GENERAL PURPOSE | Active | BH | BH | CSR | Bridgepoint | Basement (CSR) | Alaris Medical Systems | 8100 - LVP Module | 15125788 | 2018-04-13 | 1200 | 2019-03-13
1048665 | INFUSION PUMPS, GENERAL PURPOSE | INFUSION PUMPS | INFUSION PUMPS, GENERAL PURPOSE | Active | BH | BH | CSR | Bridgepoint | Basement (CSR) | Alaris Medical Systems | 8100 - LVP Module | 15127061 | 2018-04-13 | 1200 | 2019-03-13
1048666 | INFUSION PUMPS, GENERAL PURPOSE | INFUSION PUMPS | INFUSION PUMPS, GENERAL PURPOSE | Active | BH | BH | CSR | Bridgepoint | Basement (CSR) | Alaris Medical Systems | 8100 - LVP Module | 15127066 | 2018-04-13 | 1200 | 2019-03-13
1048667 | INFUSION PUMPS, GENERAL PURPOSE | INFUSION PUMPS | INFUSION PUMPS, GENERAL PURPOSE | Active | BH | BH | CSR | Bridgepoint | Basement (CSR) | Alaris Medical Systems | 8100 - LVP Module | 15127067 | 2018-04-13 | 1200 | 2019-03-13
1048668 | INFUSION PUMPS, GENERAL PURPOSE | INFUSION PUMPS | INFUSION PUMPS, GENERAL PURPOSE | Active | BH | BH | CSR | Bridgepoint | Basement (CSR) | Alaris Medical Systems | 8100 - LVP Module | 15127071 | 2018-04-13 | 1200 | 2019-03-13
1048669 | INFUSION PUMPS, GENERAL PURPOSE | INFUSION PUMPS | INFUSION PUMPS, GENERAL PURPOSE | Active | BH | BH | CSR | Bridgepoint | Basement (CSR) | Alaris Medical Systems | 8100 - LVP Module | 15127131 | 2018-04-13 | 1200 | 2019-03-13
1048670 | INFUSION PUMPS, GENERAL PURPOSE | INFUSION PUMPS | INFUSION PUMPS, GENERAL PURPOSE | Active | BH | BH | CSR | Bridgepoint | Basement (CSR) | Alaris Medical Systems | 8100 - LVP Module | 15127133 | 2018-04-13 | 1200 | 2019-03-13
1048671 | INFUSION PUMPS, GENERAL PURPOSE | INFUSION PUMPS | INFUSION PUMPS, GENERAL PURPOSE | Active | BH | BH | CSR | Bridgepoint | Basement (CSR) | Alaris Medical Systems | 8100 - LVP Module | 15127136 | 2018-04-13 | 1200 | 2019-03-13
1048672 | INFUSION PUMPS, GENERAL PURPOSE | INFUSION PUMPS | INFUSION PUMPS, GENERAL PURPOSE | Active | BH | BH | CSR | Bridgepoint | Basement (CSR) | Alaris Medical Systems | 8100 - LVP Module | 15127138 | 2018-04-13 | 1200 | 2019-03-13
1048673 | INFUSION PUMPS, GENERAL PURPOSE | INFUSION PUMPS | INFUSION PUMPS, GENERAL PURPOSE | Active | BH | BH | CSR | Bridgepoint | Basement (CSR) | Alaris Medical Systems | 8100 - LVP Module | 15127148 | 2018-04-13 | 1200 | 2019-03-13
1048674 | INFUSION PUMPS, GENERAL PURPOSE | INFUSION PUMPS | INFUSION PUMPS, GENERAL PURPOSE | Active | BH | BH | CSR | Bridgepoint | Basement (CSR) | Alaris Medical Systems | 8100 - LVP Module | 15127162 | 2018-04-13 | 1200 | 2019-03-13
1048675 | INFUSION PUMPS, GENERAL PURPOSE | INFUSION PUMPS | INFUSION PUMPS, GENERAL PURPOSE | Active | BH | BH | CSR | Bridgepoint | Basement (CSR) | Alaris Medical Systems | 8100 - LVP Module | 15127166 | 2018-04-13 | 1200 | 2019-03-13
1048676 | INFUSION PUMPS, GENERAL PURPOSE | INFUSION PUMPS | INFUSION PUMPS, GENERAL PURPOSE | Active | BH | BH | CSR | Bridgepoint | Basement (CSR) | Alaris Medical Systems | 8100 - LVP Module | 15127169 | 2018-04-13 | 1200 | 2019-03-13
1048677 | INFUSION PUMPS, GENERAL PURPOSE | INFUSION PUMPS | INFUSION PUMPS, GENERAL PURPOSE | Active | BH | BH | CSR | Bridgepoint | Basement (CSR) | Alaris Medical Systems | 8100 - LVP Module | 15127346 | 2018-04-13 | 1200 | 2019-03-13
1048678 | INFUSION PUMPS, GENERAL PURPOSE | INFUSION PUMPS | INFUSION PUMPS, GENERAL PURPOSE | Active | BH | BH | CSR | Bridgepoint | Basement (CSR) | Alaris Medical Systems | 8100 - LVP Module | 15127352 | 2018-04-13 | 1200 | 2019-03-13
1048679 | INFUSION PUMPS, GENERAL PURPOSE | INFUSION PUMPS | INFUSION PUMPS, GENERAL PURPOSE | Active | BH | BH | CSR | Bridgepoint | Basement (CSR) | Alaris Medical Systems | 8100 - LVP Module | 15127387 | 2018-04-13 | 1200 | 2019-03-13
1048680 | INFUSION PUMPS, GENERAL PURPOSE | INFUSION PUMPS | INFUSION PUMPS, GENERAL PURPOSE | Active | BH | BH | CSR | Bridgepoint | Basement (CSR) | Alaris Medical Systems | 8100 - LVP Module | 15127397 | 2018-04-13 | 1200 | 2019-03-13
1048681 | INFUSION PUMPS, GENERAL PURPOSE | INFUSION PUMPS | INFUSION PUMPS, GENERAL PURPOSE | Active | BH | BH | CSR | Bridgepoint | Basement (CSR) | Alaris Medical Systems | 8100 - LVP Module | 15127409 | 2018-04-13 | 1200 | 2019-03-13
1048682 | INFUSION PUMPS, GENERAL PURPOSE | INFUSION PUMPS | INFUSION PUMPS, GENERAL PURPOSE | Active | BH | BH | CSR | Bridgepoint | Basement (CSR) | Alaris Medical Systems | 8100 - LVP Module | 15127410 | 2018-04-13 | 1200 | 2019-03-13
1048683 | INFUSION PUMPS, GENERAL PURPOSE | INFUSION PUMPS | INFUSION PUMPS, GENERAL PURPOSE | Active | BH | BH | CSR | Bridgepoint | Basement (CSR) | Alaris Medical Systems | 8100 - LVP Module | 15127415 | 2018-04-13 | 1200 | 2019-03-13
1048684 | INFUSION PUMPS, GENERAL PURPOSE | INFUSION PUMPS | INFUSION PUMPS, GENERAL PURPOSE | Active | BH | BH | CSR | Bridgepoint | Basement (CSR) | Alaris Medical Systems | 8100 - LVP Module | 15127416 | 2018-04-13 | 1200 | 2019-03-13
1048685 | INFUSION PUMPS, GENERAL PURPOSE | INFUSION PUMPS | INFUSION PUMPS, GENERAL PURPOSE | Active | BH | BH | CSR | Bridgepoint | Basement (CSR) | Alaris Medical Systems | 8100 - LVP Module | 15127417 | 2018-04-13 | 1200 | 2019-03-13
1048686 | INFUSION PUMPS, GENERAL PURPOSE | INFUSION PUMPS | INFUSION PUMPS, GENERAL PURPOSE | Active | BH | BH | CSR | Bridgepoint | Basement (CSR) | Alaris Medical Systems | 8100 - LVP Module | 15127420 | 2018-04-13 | 1200 | 2019-03-13
1048687 | INFUSION PUMPS, GENERAL PURPOSE | INFUSION PUMPS | INFUSION PUMPS, GENERAL PURPOSE | Active | BH | BH | CSR | Bridgepoint | Basement (CSR) | Alaris Medical Systems | 8100 - LVP Module | 15127445 | 2018-04-13 | 1200 | 2019-03-13
1048688 | INFUSION PUMPS, GENERAL PURPOSE | INFUSION PUMPS | INFUSION PUMPS, GENERAL PURPOSE | Active | BH | BH | CSR | Bridgepoint | Basement (CSR) | Alaris Medical Systems | 8100 - LVP Module | 15127447 | 2018-04-13 | 1200 | 2019-03-13
1048689 | INFUSION PUMPS, GENERAL PURPOSE | INFUSION PUMPS | INFUSION PUMPS, GENERAL PURPOSE | Active | BH | BH | CSR | Bridgepoint | Basement (CSR) | Alaris Medical Systems | 8100 - LVP Module | 15127455 | 2018-04-13 | 1200 | 2019-03-13
1048690 | INFUSION PUMPS, GENERAL PURPOSE | INFUSION PUMPS | INFUSION PUMPS, GENERAL PURPOSE | Active | BH | BH | CSR | Bridgepoint | Basement (CSR) | Alaris Medical Systems | 8100 - LVP Module | 15127464 | 2018-04-13 | 1200 | 2019-03-13
1048691 | INFUSION PUMPS, GENERAL PURPOSE | INFUSION PUMPS | INFUSION PUMPS, GENERAL PURPOSE | Active | BH | BH | CSR | Bridgepoint | Basement (CSR) | Alaris Medical Systems | 8100 - LVP Module | 15127488 | 2018-04-13 | 1200 | 2019-03-13
1048692 | INFUSION PUMPS, GENERAL PURPOSE | INFUSION PUMPS | INFUSION PUMPS, GENERAL PURPOSE | Active | BH | BH | CSR | Bridgepoint | Basement (CSR) | Alaris Medical Systems | 8100 - LVP Module | 15127490 | 2018-04-13 | 1200 | 2019-03-13
1048693 | INFUSION PUMPS, GENERAL PURPOSE | INFUSION PUMPS | INFUSION PUMPS, GENERAL PURPOSE | Active | BH | BH | CSR | Bridgepoint | Basement (CSR) | Alaris Medical Systems | 8100 - LVP Module | 15127493 | 2018-04-13 | 1200 | 2019-03-13
1048694 | INFUSION PUMPS, GENERAL PURPOSE | INFUSION PUMPS | INFUSION PUMPS, GENERAL PURPOSE | Active | BH | BH | CSR | Bridgepoint | Basement (CSR) | Alaris Medical Systems | 8100 - LVP Module | 15127494 | 2018-04-13 | 1200 | 2019-03-13
1048695 | INFUSION PUMPS, GENERAL PURPOSE | INFUSION PUMPS | INFUSION PUMPS, GENERAL PURPOSE | Active | BH | BH | CSR | Bridgepoint | Basement (CSR) | Alaris Medical Systems | 8100 - LVP Module | 15127495 | 2018-04-13 | 1200 | 2019-03-13
1048696 | INFUSION PUMPS, GENERAL PURPOSE | INFUSION PUMPS | INFUSION PUMPS, GENERAL PURPOSE | Active | BH | BH | CSR | Bridgepoint | Basement (CSR) | Alaris Medical Systems | 8100 - LVP Module | 15127512 | 2018-04-13 | 1200 | 2019-03-13
1048697 | INFUSION PUMPS, GENERAL PURPOSE | INFUSION PUMPS | INFUSION PUMPS, GENERAL PURPOSE | Active | BH | BH | CSR | Bridgepoint | Basement (CSR) | Alaris Medical Systems | 8100 - LVP Module | 15127513 | 2018-04-13 | 1200 | 2019-03-13
1048698 | INFUSION PUMPS, GENERAL PURPOSE | INFUSION PUMPS | INFUSION PUMPS, GENERAL PURPOSE | Active | BH | BH | CSR | Bridgepoint | Basement (CSR) | Alaris Medical Systems | 8100 - LVP Module | 15127533 | 2018-04-13 | 1200 | 2019-03-13
1048699 | INFUSION PUMPS, GENERAL PURPOSE | INFUSION PUMPS | INFUSION PUMPS, GENERAL PURPOSE | Active | BH | BH | CSR | Bridgepoint | Basement (CSR) | Alaris Medical Systems | 8100 - LVP Module | 15127555 | 2018-04-13 | 1200 | 2019-03-13
1048700 | INFUSION PUMPS, GENERAL PURPOSE | INFUSION PUMPS | INFUSION PUMPS, GENERAL PURPOSE | Active | BH | BH | CSR | Bridgepoint | Basement (CSR) | Alaris Medical Systems | 8100 - LVP Module | 15127557 | 2018-04-13 | 1200 | 2019-03-13
1048701 | INFUSION PUMPS, GENERAL PURPOSE | INFUSION PUMPS | INFUSION PUMPS, GENERAL PURPOSE | Active | BH | BH | CSR | Bridgepoint | Basement (CSR) | Alaris Medical Systems | 8100 - LVP Module | 15127562 | 2018-04-13 | 1200 | 2019-03-13
1048725 | Thermometers, Electronic, Infrared | Thermometers | Thermometers, Electronic, Infrared | Active | MSH | 60MURR | 1 | Occ Health & Safety | Occpational Health | Cardinal Health Canada Inc | Genius 2 | N18501125 | 2018-04-19 | 249 | 2017-08-13
1048726 | Thermometers, Electronic, Infrared | Thermometers | Thermometers, Electronic, Infrared | Active | MSH | 60MURR | 1 | Occ Health & Safety | Occ Health | Cardinal Health Canada Inc | Genius 2 | N18500929 | 2018-04-19 | 249 | 2017-08-13
1048734 | Ventilators, Intensive Care, Adult | Ventilators | Ventilators, Intensive Care, Adult | Active | MSH | MSH | 5 | Respiratory Therapy | 5th Floor | MAQUET CRITICAL CARE | Servo-i 6487800 | 88990 | 2018-04-20 | 0 | 2019-04-22 | Updated to Rev 4.4
1048775 | Thermometers, Electronic, Infrared | Thermometers | Thermometers, Electronic, Infrared | Active | MSH | MSH | 11S | Nursing 11S Medicine | 11th Floor - South Side | Cardinal Health Canada Inc | Genius 2 | N18519278 | 2016-12-15 | 249 | 2017-08-13
1048778 | Exercisers, Bicycle | Exercisers | Exercisers, Bicycle | Active | MSH | MSH | 16U | Cath-Physiology Lab | 16th Floor - University Side | Ergoline | Ergoselect12 | 2017020028 | 2018-05-03 |  |  | Waiting or feedback from Souzan (Cardiologist) - she is going to reach out to the vendor to see if this unit has a Health Canada License (currently it's not listed on the Health Canada website), and CSA certification.
1048780 | Hysteroscopic Fluid Management System | Hysteroscopic Fluid Management System | Hysteroscopic Fluid Management System | Active | MSH | MSH | 7 | EOPS | 7th Floor | OLYMPUS CORP MEDICAL INSTRUMENT DIV | WA40620A | 1612CE0853 | 2018-05-04 |  | 2019-05-04
1048811 | Vacuum Regulator | Vacuum Regulator | Vacuum Regulator | Active | MSH | MSH | 18 | ICU | 18th Floor | Amvex Corporation | VR-CIID-DHDG | VRA08051HH | 2018-05-14
1048813 | Vacuum Regulator | Vacuum Regulator | Vacuum Regulator | Active | MSH | MSH | 18 | ICU | 18th Floor | Amico | SR-C1 | AA1236BA | 2018-05-14
1048815 | Vacuum Regulator | Vacuum Regulator | Vacuum Regulator | Active | MSH | MSH | 18 | ICU | 18th Floor | Amvex Corporation | VR-CIID-DHDG | VRA08086HH | 2018-05-14
1048816 | Vacuum Regulator | Vacuum Regulator | Vacuum Regulator | Active | MSH | MSH | 14N | Unknown Ownership | 14th Floor - North Side | Amvex Corporation | VR-CIID-DHDG | VRA08097HH | 2018-05-14
1048872 | Vacuum Regulator | Vacuum Regulator | Vacuum Regulator | Active | MSH | MSH | 11N | Unknown Ownership | 11th Floor - North Side | Amico | SRD-CI | AAD1766DD | 2018-05-14
1048873 | Vacuum Regulator | Vacuum Regulator | Vacuum Regulator | Active | MSH | MSH | 11N | Unknown Ownership | 11th Floor - North Side | Amico | SRD-CI | AAD1765DD | 2018-05-14
1048884 | Vacuum Regulator | Vacuum Regulator | Vacuum Regulator | Active | MSH | MSH | 3 | Emergency | 3rd (Main) Floor | Amvex Corporation | VR-CIIT-DHAG | VRA09021IK | 2018-05-16
1048892 | Transducer, TOCO | Transducer | Transducer, Fetal Monitoring | Active | MSH | MSH | 15U | Obstetrical Suite (L&D) | 15th Floor - University Side | Philips Healthcare | M2734B | DE0i824074 | 2015-09-15
1049017 | Fake Asset for Testing | Tester | Tester | Active | MSH | MSH | 1 | Biomedical Engineering | 1st Floor | test |  | 000000 | 2018-05-24
1049023 | Warming Units, Patient, Forced-Air | Warming Units | Warming Units, Patient, Forced-Air | Active | MSH | MSH | 7 | SURGICAL SUITE (COMBINED WITH CYSTO) | OR | STRYKER CORP | MA1200-PM | 230452744 | 2021-01-19 |  |  | Unit replaced one with calling for service LED ON: s/n171259840
1049027 | Warming Units, Patient, Forced-Air | Warming Units | Warming Units, Patient, Forced-Air | Active | MSH | MSH | 7 | SURGICAL SUITE (COMBINED WITH CYSTO) | OR | STRYKER CORP | MA1100-PM | 171259826 | 2018-05-24
1049028 | Warming Units, Patient, Forced-Air | Warming Units | Warming Units, Patient, Forced-Air | Active | MSH | MSH | 5 | ICU | ICU | STRYKER CORP | MA1100-PM | 171259545 | 2018-05-24
1049030 | Warming Units, Patient, Forced-Air | Warming Units | Warming Units, Patient, Forced-Air | Active | MSH | MSH | 7 | SURGICAL SUITE (COMBINED WITH CYSTO) | OR | STRYKER CORP | MA1200-PM | 220845031 | 2018-05-24
1049040 | Warming Units, Patient, Forced-Air | Warming Units | Warming Units, Patient, Forced-Air | Active | MSH | MSH | 7 | SURGICAL SUITE (COMBINED WITH CYSTO) | 7th Floor | STRYKER CORP | MA1100-PM | 181063968 | 2022-04-01
1049041 | Warming Units, Patient, Forced-Air | Warming Units | Warming Units, Patient, Forced-Air | Active | MSH | MSH | 7 | SURGICAL SUITE (COMBINED WITH CYSTO) | O.R | STRYKER CORP | MA1100-PM | 171259538 | 2018-05-24
1049046 | Warming Units, Patient, Forced-Air | Warming Units | Warming Units, Patient, Forced-Air | Active | MSH | MSH | 7 | SURGICAL SUITE (COMBINED WITH CYSTO) | OR | STRYKER CORP | MA1200-PM | 230250370 | 2018-05-24
1049047 | Warming Units, Patient, Forced-Air | Warming Units | Warming Units, Patient, Forced-Air | Active | MSH | MSH | 7 | SURGICAL SUITE (COMBINED WITH CYSTO) | 7th Floor OR | STRYKER CORP | MA1100-PM | 171259839 | 2018-05-24
1049048 | Warming Units, Patient, Forced-Air | Warming Units | Warming Units, Patient, Forced-Air | Active | MSH | MSH | 7 | Cystoscopy | OR | STRYKER CORP | MA1100-PM | 171259828 | 2018-05-24
1049050 | Warming Units, Patient, Forced-Air | Warming Units | Warming Units, Patient, Forced-Air | Active | MSH | MSH | 7 | Cystoscopy | OR | STRYKER CORP | MA1200-PM | 221148268 | 2018-05-24
1049052 | Warming Units, Patient, Forced-Air | Warming Units | Warming Units, Patient, Forced-Air | Active | MSH | MSH | 7 | EOPS | OR | STRYKER CORP | MA1100-PM | 171259830 | 2018-05-24
1049054 | Warming Units, Patient, Forced-Air | Warming Units | Warming Units, Patient, Forced-Air | Active | MSH | MSH | 1 | Biomedical Engineering | 1st Floor - Biomedical Eng. | STRYKER CORP | MA1100-PM | 171259844 | 2018-05-24
1049056 | Warming Units, Patient, Forced-Air | Warming Units | Warming Units, Patient, Forced-Air | Active | MSH | MSH | 5 | ICU | ICU | STRYKER CORP | MA1100-PM | 171259822 | 2018-05-24
1049057 | Warming Units, Patient, Forced-Air | Warming Units | Warming Units, Patient, Forced-Air | Active | MSH | MSH | 3 | Emergency | 3rd (Main) Floor - EMERG | STRYKER CORP | MA1100-PM | 171259838 | 2018-05-24
1049058 | Warming Units, Patient, Forced-Air | Warming Units | Warming Units, Patient, Forced-Air | Active | MSH | MSH | 3 | Emergency | 3rd (Main) Floor - EMERG | STRYKER CORP | MA1100-PM | 171259831 | 2018-05-24
1049059 | Warming Units, Patient, Forced-Air | Warming Units | Warming Units, Patient, Forced-Air | Active | MSH | MSH | 7 | PACU | OR | STRYKER CORP | MA1200-PM | 230453137 | 2024-01-08
1049062 | Warming Units, Patient, Forced-Air | Warming Units | Warming Units, Patient, Forced-Air | Active | MSH | MSH | 7 | PACU | OR | STRYKER CORP | MA1100-PM | 190111235 | 2018-05-24
1049065 | Warming Units, Patient, Forced-Air | Warming Units | Warming Units, Patient, Forced-Air | Active | MSH | MSH | 15U | Obstetrical Suite (L&D) | L&D OR | STRYKER CORP | MA1100-PM | 230654638 | 2018-05-24
1049069 | Warming Units, Patient, Forced-Air | Warming Units | Warming Units, Patient, Forced-Air | Active | MSH | MSH | 15U | Obstetrical Suite (L&D) | L&D O.R. | STRYKER CORP | MA1100-PM | 150633415 | 2018-05-24
1049074 | Warming Units, Patient, Forced-Air | Warming Units | Warming Units, Patient, Forced-Air | Active | MSH | MSH | 15U | Obstetrical Suite (L&D) | L&D O.R. | STRYKER CORP | MA1200-PM | 210935454 | 2018-05-24 |  |  | New device received July 6/2022 PO 7202024620
1049075 | Warming Units, Patient, Forced-Air | Warming Units | Warming Units, Patient, Forced-Air | Active | MSH | MSH | 15U | Obstetrical Suite (L&D) | L&D O.R. | STRYKER CORP | MA1100-PM | 171259824 | 2018-05-24
1049076 | Warming Units, Patient, Forced-Air | Warming Units | Warming Units, Patient, Forced-Air | Active | MSH | MSH | 15U | Obstetrical Suite (L&D) | 15th Floor - L&D O.R. | STRYKER CORP | MA1100-PM | 171259842 | 2018-05-24
1049104 | Scales, Patient, Floor | Scales | Scales, Patient, Floor | Active | MSH | MSH | 4 | Preadmission Clinic | 4th Floor | SECA CORP | 644 1321139 | 1644044064679 | 2018-05-29
1049159 | Thermometers, Electronic, Thermistor/Thermocouple, Patient | Thermometers | Thermometers, Electronic, Thermistor/Thermocouple, Patient | Active | MSH | MSH | 11N | ICU | 11th Floor - North Side | Cardinal Health Canada Inc | Filac 3000 AD | A1458883X | 2014-02-21 | 249 | 2017-02-21 | THERMOMETER - 3 YEARS WARRANTY, AND PROBE- 1 YEAR WARRANTY
1049195 | Transducer, TOCO | Transducer | Transducer, Fetal Monitoring | Active | MSH | MSH | 15U | Obstetrical Suite (L&D) | 15th Floor - University Side | Philips Healthcare | M2734B | DE43228440 | 2015-09-15
1049197 | Transducer, TOCO | Transducer | Transducer, Fetal Monitoring | Active | MSH | MSH | 15U | Obstetrical Suite (L&D) | 15th Floor - University Side | Philips Healthcare | M2734B | DE43228448 | 2015-09-15
1049198 | Transducer, TOCO | Transducer | Transducer, Fetal Monitoring | Active | MSH | MSH | 15U | Obstetrical Suite (L&D) | 15th Floor - University Side | Philips Healthcare | M2734B | DE43228442 | 2015-09-15
1049204 | Monitors, Physiologic, Central Station | Monitors, Physiologic | Monitors, Physiologic, Central Station | Active | MSH | MSH | 5 | ICU | ICU | Philips Healthcare | 866424 - PIIC iXC | 2UA8171HVL | 2018-06-13 | 2755 | 2019-06-28 | Philips software SN: 2UA8171HVL. Biomed Spare MSHBIOMED1S 172.31.15.36 Display name changed to: MSHICU2S 16 Surg
1049211 | Transducer, TOCO | Transducer | Transducer, Fetal Monitoring | Active | MSH | MSH | 15U | Obstetrical Suite (L&D) | 15th Floor - University Side | Philips Healthcare | M2734B | DE01815065 | 2015-09-15
1049215 | Monitors, Physiologic, Main Central Station | Monitors, Physiologic | Monitors, Physiologic, Central Station | Active | MSH | MSH | 5 | ICU | ICU | Philips Healthcare | 866424 - PIIC iXC | 2UA8171HTB | 2018-06-13 | 2755 | 2019-06-28 | Philips software SN: 2UA8171HTB. ICU Surveillance 1 MSHICU1S 172.31.15.28
1049216 | Monitors, Physiologic, Central Station | Monitors, Physiologic | Monitors, Physiologic, Central Station | Active | MSH | MSH | 1 | Biomedical Engineering | Biomed spare | Philips Healthcare | 866424 - PIIC iXC | 2UA8171HVH | 2018-06-13 | 2755 | 2019-06-28 | Philips software SN: 2UA8171HVH. SDU Surveillance 1 MSHSSDU1S 172.31.15.35
1049217 | Monitors, Physiologic, Main Central Station | Monitors, Physiologic | Monitors, Physiologic, Central Station | Active | MSH | MSH | 10S | Coronary Care Unit | 10th Floor - CCU | Philips Healthcare | 866424 - PIIC iXC | 2UA8171HSW | 2018-06-13 | 2755 | 2019-06-28 | Philips software SN: 2UA8171HSW. CCU Surveillance 1 MSHCCU1S 172.31.15.29
1049218 | Monitors, Physiologic, Central Station, Overview | Monitors, Physiologic | Monitors, Physiologic, Central Station | Active | MSH | MSH | 10S | Coronary Care Unit | 10th Floor - CCU | Philips Healthcare | 866424 - PIIC iXC | 2UA8171HRM | 2018-06-13 | 2755 | 2019-06-28 | Philips software SN: 2UA8171HRM. CCU Telemetry Overview 1 MSHCCU1O 172.31.15.30
1049219 | Monitors, Physiologic, Main Central Station | Monitors, Physiologic | Monitors, Physiologic, Central Station | Active | MSH | MSH | 10S | Coronary Care Unit | 10th Floor - Telemetry/CCU | Philips Healthcare | 866424 - PIIC iXC | 2UA8171HST | 2018-06-13 | 2755 | 2019-06-28 | Philips software SN: 2UA8171HST. CCU Telemetry Surveillance 1 MSHTELE1S 172.31.15.31
1049220 | Monitors, Physiologic, Central Station | Monitors, Physiologic | Monitors, Physiologic, Central Station | Active | MSH | MSH | 10S | Coronary Care Unit | 10th Floor - Telemetry/CCU | Philips Healthcare | 866424 - PIIC iXC | 2UA8171HV0 | 2018-06-13 | 2755 | 2019-06-28 | Philips software SN: 2UA8171HV0. CCU Telemetry Overview 1 MSHTELE1O 172.31.15.32
1049221 | Monitors, Physiologic, Central Station, Overview | Monitors, Physiologic | Monitors, Physiologic, Central Station | Active | MSH | MSH | 10S | Coronary Care Unit | 10S nurse station | Philips Healthcare | 866424 - PIIC iXC | 2UA8171HWP | 2018-06-13 | 2755 | 2019-06-28 | Philips software SN: 2UA8171HWP. CCU Telemetry Overview 2 MSHTELE2O 172.31.15.33 Located at nursing station on 10 University, outside of CCU
1049222 | Monitors, Physiologic, Central Station, Overview | Monitors, Physiologic | Monitors, Physiologic, Central Station | Active | MSH | MSH | 15U | Coronary Care Unit | 15th Floor -L&D Tele | Philips Healthcare | 866424 - PIIC iXC | 2UA8171HSG | 2018-06-13 | 2755 | 2019-06-28 | Philips software SN: 2UA8171HSG. CCU Telemetry Overview 3 MSHTELE3O 172.31.15.34 Located at main nursing station in L&D.
1049227 | Warm Standby - PICiX server | Network Equipment | Network Servers | Active | MSH | MSH | 1 | Biomedical Engineering | 1st Floor | Philips Healthcare | 866424 - iXB Web Server | US43341985 | 2018-06-13 | 16684 | 2019-06-28 | PIIC iX B Server. Software SN: MXQ80504DY
1049228 | Auxiliary Displays, Physiologic Monitor | Physiologic Monitor Modules | Auxiliary Displays, Physiologic Monitor | Active | MSH | MSH | 15U | Coronary Care Unit | 15th Floor - University Side | Philips Healthcare | E266835 | K153001149 | 2018-06-13
1049229 | Auxiliary Displays, Physiologic Monitor | Physiologic Monitor Modules | Auxiliary Displays, Physiologic Monitor | Active | MSH | MSH | 18 | ICU | 18th Floor | Philips Healthcare | 866126-ET2401L | C18C007167 | 2018-06-13 |  | 2019-06-28
1049250 | Auxiliary Displays, Physiologic Monitor | Physiologic Monitor Modules | Auxiliary Displays, Physiologic Monitor | Active | MSH | MSH | 10S | Coronary Care Unit | 10th Floor - South Side | Philips Healthcare | E834260 | E11C000028 | 2012-03-21 | 3658 | 2013-03-21 | Telemetry Wireless System. Touch Panel Display.
1049251 | Auxiliary Displays, Physiologic Monitor | Physiologic Monitor Modules | Auxiliary Displays, Physiologic Monitor | Active | MSH | MSH | 10S | Coronary Care Unit | 10th Floor - South Side | Philips Healthcare | E834260 | L11C028669 | 2012-03-21 | 3658 | 2013-03-21 | Telemetry Wireless System. Touch Panel Display.
1049253 | Auxiliary Displays, Physiologic Monitor | Physiologic Monitor Modules | Auxiliary Displays, Physiologic Monitor | Active | MSH | MSH | 1 | Coronary Care Unit | 1st Floor | Philips Healthcare | E834260 | L11C028595 | 2012-03-21 | 3658 | 2013-03-21 | Telemetry Wireless System. Touch Panel Display.
1049255 | Infant T-Piece Resuscitator | Infant T-Piece Resuscitator | Infant T-Piece Resuscitator | Active | MSH | MSH | 17U | NICU | NICU | FISHER & PAYKEL MEDICAL INC | RD900AEU | 070711001848 | 2011-12-15 | 2001 | 2012-12-15
1049328 | Recorders | Recorders | Recorders | Active | MSH | MSH | 7 | SURGICAL SUITE (COMBINED WITH CYSTO) | O.R | MediCapture | MVR Lite 4k | 41170021 | 2018-07-06 |  |  | Manufactured by MediCapture: UHD Video Recorder, ref: Medicap MVR Lite 4K
1049336 | Humidifiers | Humidifiers | Humidifiers | Active | MSH | MSH | 18 | Respiratory Therapy | 18th Floor | FISHER PAYKEL | PT101US | 140505003212 | 2018-07-10 |  |  | On loan for research purposes. This device is associated with PO number: 7300002576 Vendor: FISHER & PAYKEL HEALTHCARE 2045 BOUL DAGENAIS O SUITE 180 PALATINE, IL, 60055-6926 USA Phone:8004463908 Fax:9494534096 Email:rudy.garcia@fphcare.com Vendor No:1000160
1049337 | DRILLS, DENTAL, HIGH SPEED | Drills | DRILLS, DENTAL, HIGH SPEED | Active | MSH | MSH | 4 | Dental Clinic | 4th Floor | CONMED CORP |  | 2017-1357 | 2018-07-10
1049362 | Injectors, Contrast Media | Injectors | Injectors, Contrast Media | Active | MSH | MSH | 3 | JDMI - CT | F5-03 | Bayer | Stellant TM | 201283 | 2017-03-06 | 25000 | 2018-01-03 | SRU ID: 2044181 SYSTEM ID: 201283 PCU Contract ending 6/30/2025
1049366 | MOTOR | MOTOR | MOTOR | Active | MSH | MSH | 4 | Dental Clinic | 4th Floor | NSK Nakanishi Inc |  | 06904274 | 2018-07-12
1049372 | Humidifiers, Heated | Humidifiers | Humidifiers, Heated | Active | MSH | MSH | 18 | Respiratory Therapy | ICU | FISHER & PAYKEL MEDICAL INC | MR850 | 150324240280 | 2018-07-16 | 1601 | 2019-07-16 | Philips Medical Systems Canada 281 Hillmont Rd. Markham, ON L6C 2S3
1049410 | Radiometer | Radiometer | Radiometer | Active | MSH | MSH | 1 | NICU | Biomedical Engineering | NATUS NEUROLOGY | NeoBlue Led Radiometer | 11689 | 2010-04-08 | 201 |  | With Sensor SN # 16524
1049411 | Radiometer | Radiometer | Radiometer | Active | MSH | MSH | 1 | Biomedical Engineering | 1st Floor | Minolta Co Ltd | 451 | 201072 | 2018-07-19 |  |  | old light intensity meter that was not in the database. acceptance date is unknown.
1049443 | DRILLS, DENTAL, HIGH SPEED | Drills | DRILLS, DENTAL, HIGH SPEED | Active | MSH | MSH | 4 | Dental Clinic | 4th Floor | NSK Nakanishi Inc | Surgic Pro | 07X05763 | 2018-08-01
1049444 | DRILLS, DENTAL, HIGH SPEED | Drills | DRILLS, DENTAL, HIGH SPEED | Active | MSH | MSH | 4 | Dental Clinic | 4th Floor | NSK Nakanishi Inc | Surgic Pro | 07X05745 | 2018-08-01
1049446 | DRILLS, DENTAL, HIGH SPEED | Drills | DRILLS, DENTAL, HIGH SPEED | Active | MSH | MSH | 4 | Dental Clinic | 4th Floor | NSK Nakanishi Inc | Surgic Pro | 08306118 | 2018-08-01
1049458 | fake component asset | Tester | Tester | Active | MSH | MSH | 1 | Biomedical Engineering | 1st Floor | Philips Healthcare |  | 0 | 2018-08-02
1049532 | Monitors, Physiologic, Multipurpose, Bedside | Monitors, Physiologic | Monitors, Physiologic, Multipurpose, Bedside | Active | MSH | MSH | 17U | NICU | NIB52 | Philips Healthcare | 865240 - MX800 | DE12511141 | 2018-08-23 |  |  | The asset tag associated with this device was incorrect (64261), it belonged to an Alaris Infusion Pump. Created new asset tag to associate device and enter into database.
1049534 | Transducer, TOCO | Transducer | Transducer, Fetal Monitoring | Active | MSH | MSH | 15M | Nursing 15 Murray/Antenatal | 15th Floor - Murray Side | Philips Healthcare | M2734B | DE01806972 | 2017-08-17 |  | 2018-11-22
1049536 | Transducer, TOCO | Transducer | Transducer, Fetal Monitoring | Active | MSH | MSH | 15M | Nursing 15 Murray/Antenatal | 15th Floor - Murray Side | Philips Healthcare | M2734B | DE01822762 | 2017-08-17 |  | 2018-11-22
1049537 | Transducer, TOCO | Transducer | Transducer, Fetal Monitoring | Active | MSH | MSH | 15M | Nursing 15 Murray/Antenatal | 15th Floor - Murray Side | Philips Healthcare | M2734B | DE01825125 | 2017-08-17 |  | 2018-11-22
1049573 | Sphygmomanometers, Aneroid | Sphygmomanometers | Sphygmomanometers, Aneroid | Active | MSH | MSH | 9 | Nursing 9S Psychiatry | 9th Floor | Welch Allyn | CE0500 | 0310101314 | 2018-09-06
1049608 | Ultrasound | Scanning Systems | Scanning Systems, Ultrasonic | Active | MSH | OPG | 3rd Floor | Special Pregnancy Program-Fetal | SPP-HALL-D-RM6 | GE Healthcare | H48701XT - Voluson E10 | E70395 | 2018-09-21 | 0 | 2019-09-21 | AE: MSH_US_SPP_VOLC BT18
1049610 | Transducer, TOCO | Transducer | Transducer, Fetal Monitoring | Active | MSH | MSH | 15U | Obstetrical Suite (L&D) | 15th Floor - University Side | Philips Healthcare | M2734B | DE43149503 | 2015-09-15
1049618 | Ultrasound | Scanning Systems | Scanning Systems, Ultrasonic | Active | MSH | OPG | 3rd Floor | Special Pregnancy Program-Fetal | SPP | Philips Healthcare | iu22 | B043VF | 2018-09-24 | 154246 |  | HSC DID NOT RENEW PHILIPS CONTRACT NO CONTRACT SINCE APRIL 1 2020 PM MAJOR BY PHILIPS MEDICAL ACQUIRED FROM HSC ECHO SEPT 24 2018 MFG AUGUST 2011 C5-1 SN# B04HGB PN# 453561224465 (Broken no contract) C5-4 SN# B22LVM PN# 453561224465 (Not covered, spare from Philips) C9-4 SN# B03KR9 PN# 453561212363
1049632 | Insufflators, Laparoscopic | Insufflators | Insufflators, Laparoscopic | Active | MSH | MSH | 7 | SURGICAL SUITE (COMBINED WITH CYSTO) | OR | CONMED CORP | AS-IFS1 | 1805CE0359/AS-iFS1/F121US | 2018-09-25
1049633 | Tables, Operating | Tables | Tables, Operating | Active | MSH | MSH | 15U | Obstetrical Suite (L&D) | L&D OR 1 | SKYTRON DIV KMW GROUP | 6702 Hercules | SUC-2017Z-1236 | 2018-09-25
1049658 | Warming Units, Patient, Radiant, Infant, Mobile | Warming Units | Warming Units, Patient, Radiant, Infant, Mobile | Active | MSH | MSH | 15U | Obstetrical Suite (L&D) | L&D | GE Healthcare | Panda iRes | PBWX71792 | 2018-10-02 | 10001 | 2019-10-02
1049668 | Thermometers, Electronic, Thermistor/Thermocouple, Patient | Thermometers | Thermometers, Electronic, Thermistor/Thermocouple, Patient | Active | MSH | MSH | MSH | Nursing 14N Surgery | 14 North | Cardinal Health Canada Inc | FastTemp | G0912525 | 2013-01-30 | 300 | 2014-01-30 | Room# 15-308-Outside
1049669 | Thermometers, Electronic, Thermistor/Thermocouple, Patient | Thermometers | Thermometers, Electronic, Thermistor/Thermocouple, Patient | Active | MSH | MSH | MSH | Nursing 14N Surgery | 14 North | Cardinal Health Canada Inc | FastTemp | G0912542 | 2013-01-30 | 300 | 2014-01-30 | Room# 15-308-Outside
1049670 | Thermometers, Electronic, Thermistor/Thermocouple, Patient | Thermometers | Thermometers, Electronic, Thermistor/Thermocouple, Patient | Active | MSH | MSH | MSH | Nursing 14N Surgery | 14 North | Cardinal Health Canada Inc | FastTemp | G0912611 | 2013-01-30 | 300 | 2014-01-30 | Room# 15-308-Outside
1049676 | Air-oxygen Blender | Air-oxygen Blender | Air-oxygen Blender | Active | MSH | MSH | 18 | Respiratory Therapy | 18th Floor | Sechrist Industries | 3500HL - Air-Oxygen Mixer | H38746 | 1997-12-17 | 1001 | 2000-12-17 | NICU LEVEL II
1049677 | WARMERS, BLOOD | WARMERS | WARMERS, BLOOD | Active | MSH | MSH | 15U | Obstetrical Suite (L&D) | Operating Room | Level 1 Technology | hl-90 | 22004185 | 2018-10-11 | 3001 | 2014-04-14 | Replacement unit
1049701 | Detectors, Blood Flow, Ultrasonic | SH Detectors | Detectors, Blood Flow, Ultrasonic | Active | MSH | MSH | 18 | ICU | 18th Floor | WALLACH SURGICAL DEVICES INC | L250 | 2015070267 | 2018-10-16
1049728 | Thermometers, Electronic, Thermistor/Thermocouple, Patient | Thermometers | Thermometers, Electronic, Thermistor/Thermocouple, Patient | Active | MSH | MSH | 14N | Nursing 14N Surgical SDU | 14th Floor - SDU | Cardinal Health Canada Inc | Filac 3000 AD | G0912652 | 2014-12-04 | 249 | 2017-03-19 | THERMOMETER - 3 YEARS WARRANTY, AND PROBE- 1 YEAR WARRANTY
1049747 | Thermometers, Electronic, Thermistor/Thermocouple, Patient | Thermometers | Thermometers, Electronic, Thermistor/Thermocouple, Patient | Active | MSH | MSH | 14N | Nursing 14N Surgery | 14th Floor - North Side | Cardinal Health Canada Inc | Filac 3000 AD | A1650945X | 2013-03-22 | 299 | 2016-03-22 | Purchased by the department
1049762 | Scales, Patient, Floor | Scales | Scales, Patient, Floor | Active | MSH | MSH | 10N | Nursing 10N Geriatrics | 10th Floor - North Side | HEALTH O METER INC | 2595KL | 2595B02180 | 2018-10-29 | 1999 | 2018-10-29 | Date Code 1918
1049763 | Radiofrequency Generators | Radiofrequency Generators | Radiofrequency Generators | Active | MSH | MSH | 5 | JDMI - Angio/Interventional | 5th Floor | Covidien | Cool-Tip RF Ablation Syst | P3D0418TX | 2018-10-30 |  |  | Unit came back after repair: Loose controller PCB, High Voltage power supply indicator were secured in the connectors. HVPC PCB was replaced with new one. Unit was calibrated. Functional tests OK. Unit was cleaned. Loaner as/n P3D0414TX is sent back on RMA#774729.
1049784 | Monitors, Physiologic, Central Station, Overview | Monitors, Physiologic | Monitors, Physiologic, Central Station | Active | MSH | MSH | 3 | Emergency | Emergency | Philips Healthcare | 866424 - PIIC iXB | 2UA60217L9 | 2016-03-10 | 2755 | 2019-06-28
1049786 | Monitors, Physiologic, Central Station, Overview | Monitors, Physiologic | Monitors, Physiologic, Central Station | Active | MSH | MSH | 3 | Emergency | Emergency | Philips Healthcare | 866424 - PIIC iXB | 2UA60217KJ | 2016-03-10 | 2755 | 2019-06-28
1049788 | Thermometers, Electronic, Infrared | Thermometers | Thermometers, Electronic, Infrared | Active | MSH | MSH | 11S | Nursing 11S Medicine | 11th Floor - South Side | Cardinal Health Canada Inc | Genius 2 | N18545811 | 2014-01-22 | 195 | 2017-01-22 | Vendor replaced N15555759 to N13571131. VENDOR REPLACED N15602068 TO N15555759 vendor replaced N15602068 with N15508038
1049807 | Monitors, Vital Signs | Monitors, Vital Signs | Monitors, Vital Signs | Active | MSH | MSH | 5 | JDMI - Ultrasound | Ultrasound | Welch Allyn | 64MXXX - CVSM 6000 | 100042774418 | 2016-12-07 | 3051.46 | 2019-11-06
1049819 | Monitors, Vital Signs | Monitors, Vital Signs | Monitors, Vital Signs | Active | MSH | MSH | 4 | General Medical Clinic | Outpatient Lab | Welch Allyn | 68MXTX - CVSM 6000 | 100043604418 | 2018-11-07 | 3051.46 | 2019-11-06 | Cost Centre 1900-1950-713506630-24606299 Ordered by NUA Christina for 12N Oncology
1049832 | MONITOR,VIDEO | Monitor | MONITOR,VIDEO | Active | MSH | MSH | 4 | Endoscopy | 4th Floor | not found |  | 18-291903 | 2018-11-09
1049833 | Video Image Processors | Video Image Processors | Video Image Processors | Active | MSH | MSH | 4 | Endoscopy | 4th Floor | OLYMPUS CORP MEDICAL INSTRUMENT DIV | CV-190 - Evis Exera III | 7844294 | 2018-11-09
1049834 | Light Sources, Fiberoptic, Flexible Endoscopic | Light Sources | Light Sources, Fiberoptic, Flexible Endoscopic | Active | MSH | MSH | 4 | Endoscopy | 4th Floor | OLYMPUS CORP MEDICAL INSTRUMENT DIV | CLV-190 - Evis Exera III | 7881604 | 2018-11-09 |  |  | Olympus shipment includes NDS display: s/n 18-291903; Evis Exera III video system centre CV-190, s/n 7844294; Evis Exera III Xenon light source CLV-190, s/n 7881604. Philips monitor on articulated arm, Tyco LCD Touch Monitor, ULC approved, s/n L11C028595. WM-NP2 workstation GI Standard, s/n 21857724
1049878 | YAG laser, gyne | YAG laser | YAG laser, gyne | Active | MSH | MSH | 15U | Obstetrical Suite (L&D) | L&D OR 1 | Dornier MedTech GmbH | D60 | DMB0483 | 2018-11-19 |  |  | Stored in L&D OR #1
1049882 | Scales, Patient, Floor | Scales | Scales, Patient, Floor | Active | MSH | WC-MIDLAND | Unit-103 | Wellness Centre | Clinic | HEALTH O METER INC | 500KL | 5000150516 | 2018-11-21 | 5001 | 2019-11-21 | Date Code 2518 Distributor The Stevens Co Ltd
1049883 | Monitors, Vital Signs | Monitors, Vital Signs | Monitors, Vital Signs | Active | MSH | WC-MIDLAND | Unit-103 | Wellness Centre | Clinic | Welch Allyn | 74MT | (21)10002633218 | 2018-11-21 |  | 2019-11-21
1049885 | Monitors, Vital Signs | Monitors, Vital Signs | Monitors, Vital Signs | Active | MSH | MSH | 4 | Dental Clinic | 4th Floor | Edan Instruments Inc | Edan-M50 | 260266-M16504220001 | 2018-11-22
1049890 | Radiofrequency Generators | Radiofrequency Generators | Radiofrequency Generators | Active | MSH | MSH | 15M | Special Pregnancy Program-Fetal | 15th Floor - Murray Side | BOSTON SCIENTIFIC CORP. | RF 3000 | 0323170005 | 2018-11-23
1049891 | Power Systems, Uninterruptible | Power Systems | Power Systems, Uninterruptible | Active | MSH | MSH | 15U | Obstetrical Suite (L&D) | L&D PACU central | TRIPP LITE | Smart500RT1U | 2228NLCSM628400730 | 2014-08-12 | 461 | 2015-08-12 | With LandD1S (pacu central)
1049892 | Power Systems, Uninterruptible | Power Systems | Power Systems, Uninterruptible | Active | MSH | MSH | 1 | Biomedical Engineering | Biomedical Engineering | TRIPP LITE | Smart500RT1U | 2435AY0SM880800737 | 2014-08-12 | 461 | 2015-08-12
1049901 | Radiographic Units, Mobile | Radiographic Units | Radiographic Units, Mobile | Active | MSH | MSH | 5 | JDMI - Ambulatory Radiology | MSH R61 | Carestream | DRX Revolution | 003708 | 2019-01-14 |  | 2020-01-07 | K5804-4512
1049902 | Radiographic Units, Mobile | Radiographic Units | Radiographic Units, Mobile | Active | MSH | MSH | 5 | JDMI - Ambulatory Radiology | MSH R62 | Carestream | DRX Revolution | 003709 | 2018-12-26 |  | 2020-01-07 | PO# 7500153644 ZSR CARESTREAM HEALTH CANADA
1049903 | Radiographic Units, Mobile | Radiographic Units | Radiographic Units, Mobile | Active | MSH | MSH | 5 | JDMI - Ambulatory Radiology | MSH R63 | Carestream | DRX Revolution | 003711 | 2018-12-27 |  | 2020-01-07
1049904 | Radiographic Units, Mobile | Radiographic Units | Radiographic Units, Mobile | Active | MSH | MSH | 5 | JDMI - Ambulatory Radiology | MSH R64 | Carestream | DRX Revolution | 003730 | 2018-12-27 |  | 2020-01-07
1049905 | Radiographic Units, Mobile | Radiographic Units | Radiographic Units, Mobile | Active | MSH | MSH | 5 | JDMI - Ambulatory Radiology | MSH R65 | Carestream | DRX Revolution | 003710 | 2018-12-27 |  | 2020-01-07
1049918 | Monitors, Vital Signs | Monitors, Vital Signs | Monitors, Vital Signs | Active | MSH | MSH | 16M | Mother & Baby | 16th Floor - Mother Baby | Welch Allyn | 74MT | 100046413618 | 2018-12-05 |  | 2020-02-15
1049921 | Monitors, Vital Signs | Monitors, Vital Signs | Monitors, Vital Signs | Active | MSH | OPG | 8th Floor | Women's Unit-OPG | 8th Floor | Welch Allyn | 74MT | 100049203618 | 2018-12-05 |  | 2020-02-15 | Relocated from M&B to 17M Med/Surge
1049922 | Monitors, Vital Signs | Monitors, Vital Signs | Monitors, Vital Signs | Active | MSH | OPG | 3rd Floor | Special Pregnancy Program - Maternal | SPP | Welch Allyn | 74MT | 100049193618 | 2018-12-05 |  | 2020-02-15
1049936 | Nebulizers | Nebulizers | Nebulizers | Active | MSH | MSH | MSH | NICU | 17th Floor, University Wing | Aerogen Ltd | AG-PX-1050-US | AP-1700335 | 2015-08-26 | 0 | 2017-08-26 | Class 2, Type BF medical electrical equipment. Double insulation. IEC 60601-1-2 eletrical approval.
1049938 | Aspirators, Emergency | Aspirators | Aspirators, Emergency | Active | MSH | MSH | 3 | Respiratory Therapy | Emergency | LAERDAL MEDICAL CORP | 780010 | 78411250099 | 2006-07-10 | 501 | 2007-07-10 | BATTERY OPERATED PM: only battery replacement every 3 years
1049940 | Ultrasound | Scanning Systems | Scanning Systems, Ultrasonic | Active | MSH | MSH | 16U | Echocardiography | MSH 1601 ECHO | GE Healthcare | H45581DA - Vivid E95 | AU03420 | 2018-12-11 | 0 | 2019-12-11 | VE95003420 4Vc-D: 302803YP2 replaced by 333335YP8 on Jun 8, 2020
1049941 | Ultrasound | Scanning Systems | Scanning Systems, Ultrasonic | Active | MSH | MSH | 16U | Echocardiography | MSH 1601 ECHO | GE Healthcare | H45581DA - Vivid E95 | AU61232 | 2018-12-12 | 0 | 2019-12-11 | VE95061232
1049956 | Testers | Testers | Testers | Active | MSH | MSH | 1 | Biomedical Engineering | Biomedical Eng. | Covidien | Calibrator/Checker | K1013074 | 2018-12-13 | 1520 | 2014-03-14 | BIOMED TESTER. Vendor replaced sn. K1013249, 10.06.2011 Calibration Tester. Vendor replaced s/n: K0102723. 10.22.2012/ Vendor replaced s/n: K0913158, 09.23.2013. Vendor replaced s/n: K0912677, 01.30.2015
1049958 | Thermometers, Electronic, Thermistor/Thermocouple, Patient | Thermometers | Thermometers, Electronic, Thermistor/Thermocouple, Patient | Active | MSH | MSH | 14N | Nursing 14N Surgery | 14th Floor - North Side | Cardinal Health Canada Inc | Filac 3000 AD | A1858462X | 2018-03-15 | 297.05 | 2021-03-01 | Man. Date:01/2011
1049959 | Thermometers, Electronic, Thermistor/Thermocouple, Patient | Thermometers | Thermometers, Electronic, Thermistor/Thermocouple, Patient | Active | MSH | MSH | 14N | Nursing 14N Surgery | 14th Floor - North Side | Cardinal Health Canada Inc | Filac 3000 AD | A1858460X | 2018-03-15 | 297.05 | 2021-03-01 | Man. Date:01/2011
1049960 | Thermometers, Electronic, Thermistor/Thermocouple, Patient | Thermometers | Thermometers, Electronic, Thermistor/Thermocouple, Patient | Active | MSH | MSH | 14N | Nursing 14N Surgery | 14th Floor - North Side | Cardinal Health Canada Inc | Filac 3000 AD | A1858309x | 2018-03-15 | 297.05 | 2021-03-01 | Man. Date:01/2011
1049961 | Thermometers, Electronic, Thermistor/Thermocouple, Patient | Thermometers | Thermometers, Electronic, Thermistor/Thermocouple, Patient | Active | MSH | MSH | 14N | Nursing 14N Surgery | 14th Floor - North Side | Cardinal Health Canada Inc | Filac 3000 AD | A1863392X | 2018-03-15 | 297.05 | 2021-03-01 | Man. Date:01/2011
1049964 | Thermometers, Electronic, Thermistor/Thermocouple, Patient | Thermometers | Thermometers, Electronic, Thermistor/Thermocouple, Patient | Active | MSH | MSH | 14N | Nursing 14N Surgery | 14th Floor - North Side | Cardinal Health Canada Inc | Filac 3000 AD | A1858496X | 2018-03-15 | 297.05 | 2021-03-01 | Man. Date:01/2011
1049965 | Thermometers, Electronic, Thermistor/Thermocouple, Patient | Thermometers | Thermometers, Electronic, Thermistor/Thermocouple, Patient | Active | MSH | MSH | 14N | Nursing 14N Surgical SDU | SDU | Cardinal Health Canada Inc | Filac 3000 AD | A1863843X | 2018-03-15 | 297.05 | 2021-03-01 | Man. Date:01/2011
1049966 | Thermometers, Electronic, Thermistor/Thermocouple, Patient | Thermometers | Thermometers, Electronic, Thermistor/Thermocouple, Patient | Active | MSH | MSH | 14N | Nursing 14N Surgical SDU | SDU | Cardinal Health Canada Inc | Filac 3000 AD | A1951629X | 2018-03-15 | 297.05 | 2021-03-01 | Man. Date:01/2011
1049967 | Thermometers, Electronic, Thermistor/Thermocouple, Patient | Thermometers | Thermometers, Electronic, Thermistor/Thermocouple, Patient | Active | MSH | MSH | 14N | Nursing 14N Surgical SDU | SDU | Cardinal Health Canada Inc | Filac 3000 AD | A1858434X | 2018-03-15 | 297.05 | 2021-03-01 | Man. Date:01/2011
1050006 | Sphygmomanometers, Aneroid | Sphygmomanometers | Sphygmomanometers, Aneroid | Active | MSH | MSH | 4 | General Medical Clinic | 4th Floor-Ambulatory | Welch Allyn | 7670-01 | 181003142795 | 2018-12-14 |  |  | Cardinal Health PO#: 7201315376
1050007 | Sphygmomanometers, Aneroid | Sphygmomanometers | Sphygmomanometers, Aneroid | Active | MSH | MSH | 4 | General Medical Clinic | 4th Floor-Ambulatory | Welch Allyn | 7670-01 | 181003105385 | 2018-12-14 |  |  | Cardinal Health PO#: 7201315376
1050008 | Sphygmomanometers, Aneroid | Sphygmomanometers | Sphygmomanometers, Aneroid | Active | MSH | MSH | 4 | General Medical Clinic | 4th Floor-Ambulatory | Welch Allyn | 7670-01 | 181003105175 | 2018-12-14 |  |  | Cardinal Health PO#: 7201315376
1050009 | Otoscope/Ophthalmascope | Otoscope/Ophthalmascope | Otoscope/Ophthalmascope | Active | MSH | MSH | 4 | General Medical Clinic | 4th Floor - Room 430.08 | Amico | DS-UDM-2 | DS9619HE | 2018-12-14
1050010 | Otoscope/Ophthalmascope | Otoscope/Ophthalmascope | Otoscope/Ophthalmascope | Active | MSH | MSH | 4 | General Medical Clinic | 4th Floor - Room 430.04 | Amico | DS-UDM-2 | DS9617HE | 2018-12-14 |  |  | No PO# provided. Units were installed by contractors.
1050014 | Variable Speed Air Supply Unit | Variable Speed Air Supply Unit | Variable Speed Air Supply Unit | Active | MSH | MSH | 15U | Obstetrical Suite (L&D) | L&D | HoverTech | HTAIR1200 | 21081129 | 2018-12-14 | 974 | 2019-12-14
1050025 | Monitors, Vital Signs | Monitors, Vital Signs | Monitors, Vital Signs | Active | MSH | MSH | 3 | COVID-19 Assessment Centre (CAC) | 3rd (Main) Floor | Welch Allyn | 68MXXX-B | 100048974618 | 2018-12-17 | 3501 | 2019-12-17 | Battery Li-ion. Model number 68MXXX-B, needs to be added to the drop down list and changed.
1050026 | Detectors, Blood Flow, Ultrasonic | SH Detectors | Detectors, Blood Flow, Ultrasonic | Active | MSH | MSH | 5 | PACU | 5th Floor-PACU | WALLACH SURGICAL DEVICES INC | L250 | 2018070009 | 2018-12-17 |  | 2019-12-12 | Probe is 8 MHz probe (Serial #: 2018010073)
1050027 | Detectors, Blood Flow, Ultrasonic | SH Detectors | Detectors, Blood Flow, Ultrasonic | Active | MSH | MSH | 5 | PACU | 5th Floor-PACU | WALLACH SURGICAL DEVICES INC | L250 | 2018070019 | 2018-12-17 |  | 2019-12-12 | Probe is 8 MHz probe (Serial #: 2018010083)
1050035 | INFUSION PUMPS, GENERAL PURPOSE | INFUSION PUMPS | INFUSION PUMPS, GENERAL PURPOSE | Active | MSH | MSH | 15U | Obstetrical Suite (L&D) | 15th Floor - L&D | Alaris Medical Systems | 8015 - PCU | 15280186 | 2016-09-28 | 2100 | 2019-12-09 | Please see attached quote for software management agreement.
1050036 | Nebulizers | Nebulizers | Nebulizers | Active | MSH | MSH | 17U | NICU | 17th Floor - University Side | Aerogen Ltd | AG-PX-1050-US | AP-1812746 | 2018-12-18 | 0 | 2017-08-26 | Class 2, Type BF medical electrical equipment. Double insulation. IEC 60601-1-2 eletrical approval.
1050037 | Nebulizers | Nebulizers | Nebulizers | Active | MSH | MSH | 17U | NICU | 17th Floor - University Side | Aerogen Ltd | AG-PX-1050-US | AP-1812739 | 2018-12-18 | 0 | 2017-08-26 | Class 2, Type BF medical electrical equipment. Double insulation. IEC 60601-1-2 eletrical approval.
1050039 | INFUSION PUMPS, GENERAL PURPOSE | INFUSION PUMPS | INFUSION PUMPS, GENERAL PURPOSE | Active | MSH | MSH | 15U | Obstetrical Suite (L&D) | 15th Floor - L & D | Alaris Medical Systems | 8100 - LVP Module | 15410237 | 2018-12-20 | 1200 | 2019-12-09 | Software management agreement
1050045 | Infusion Pumps, Syringe | INFUSION PUMPS | Infusion Pumps, Syringe | Active | MSH | MSH | 15U | Obstetrical Suite (L&D) | 15th Floor - L & D | Alaris Medical Systems | 8110 - Syringe Module | 15396312 | 2018-12-20 | 2926 | 2019-12-09 | Software Management Agreement attached
1050056 | Electrosurgical Units, Monopolar/Bipolar | Electrosurgical Units | Electrosurgical Units, Monopolar/Bipolar | Active | MSH | MSH | 15U | Obstetrical Suite (L&D) | L&D - OR1 | CONMED CORP | 60-2450-120 | 18250020 | 2018-12-24
1050057 | NMT MODULE | Physiologic Monitor Modules | Physiologic Monitor Modules, Neuromuscular Block | Active | MSH | MSH | 7 | SURGICAL SUITE (COMBINED WITH CYSTO) | O.R | Philips Healthcare | 865383 - NMT Module | DE24702364 | 2018-12-27 | 3047.3999 | 2017-06-05 | Loaner waiting the replacement NMT Module ( refer to NMT Incident in O.R
1050063 | Monitors, Vital Signs | Monitors, Vital Signs | Monitors, Vital Signs | Active | MSH | MSH | 3 | Emergency | Emergency | Welch Allyn | 68MXTX - CVSM 6000 | 100054684818 | 2019-01-02 |  | 2021-01-02
1050065 | Monitors, Vital Signs | Monitors, Vital Signs | Monitors, Vital Signs | Active | MSH | MSH | 4 | Dental Clinic | 4th Floor | Edan Instruments Inc | Edan-M50 | 261525-M18B13360007 | 2019-01-03
1050068 | Monitors, Vital Signs | Monitors, Vital Signs | Monitors, Vital Signs | Active | MSH | MSH | 3 | Emergency | Emergency | Welch Allyn | 68MXTX - CVSM 6000 | 100054794818 | 2019-01-02 |  | 2021-01-02
1050069 | Monitors, Vital Signs | Monitors, Vital Signs | Monitors, Vital Signs | Active | MSH | MSH | 3 | Emergency | Emergency | Welch Allyn | 68MXTX - CVSM 6000 | 100059194818 | 2019-01-02 |  | 2021-01-02
1050071 | Monitors, Vital Signs | Monitors, Vital Signs | Monitors, Vital Signs | Active | MSH | MSH | 3 | Emergency | Emergency | Welch Allyn | 68MXTX - CVSM 6000 | 100059154818 | 2019-01-02 |  | 2021-01-02
1050072 | Monitors, Vital Signs | Monitors, Vital Signs | Monitors, Vital Signs | Active | MSH | MSH | 3 | Emergency | Emergency | Welch Allyn | 68MXTX - CVSM 6000 | 100054674818 | 2019-01-02 |  | 2021-01-02
1050073 | Monitors, Vital Signs | Monitors, Vital Signs | Monitors, Vital Signs | Active | MSH | MSH | 3 | Emergency | Emergency | Welch Allyn | 68MXTX - CVSM 6000 | 100054754818 | 2019-01-02 |  | 2020-12-25
1050075 | Monitors, Vital Signs | Monitors, Vital Signs | Monitors, Vital Signs | Active | MSH | MSH | 3 | Emergency | Emergency | Welch Allyn | 68MXTX - CVSM 6000 | 100054774818 | 2019-01-02 |  | 2021-01-02
1050077 | Nebulizers | Nebulizers | Nebulizers | Active | MSH | MSH | 17U | NICU | 17th Floor - University Side | Aerogen Ltd | AG-PX-1050-US | AP-1812745 | 2018-12-18 | 0 | 2017-08-26 | Class 2, Type BF medical electrical equipment. Double insulation. IEC 60601-1-2 eletrical approval.
1050078 | Nebulizers | Nebulizers | Nebulizers | Active | MSH | MSH | 17U | NICU | 17th Floor - University Side | Aerogen Ltd | AG-PX-1050-US | AP-1812741 | 2018-12-18 | 0 | 2017-08-26 | Class 2, Type BF medical electrical equipment. Double insulation. IEC 60601-1-2 eletrical approval.
1050079 | Nebulizers | Nebulizers | Nebulizers | Active | MSH | MSH | 17U | NICU | 17th Floor - University Side | Aerogen Ltd | AG-PX-1050-US | AP-1812753 | 2018-12-18 | 0 | 2017-08-26 | Class 2, Type BF medical electrical equipment. Double insulation. IEC 60601-1-2 eletrical approval.
1050080 | OXYGEN MONITORS | OXYGEN MONITORS | OXYGEN MONITORS | Active | MSH | MSH | MSH | NICU | 17 th Floor NICU | Analytical Industries Inc. | AII-2000 M | 812785375 | 2016-04-05 | 0 | 2017-04-05
1050081 | Laryngoscopes Charger | Laryngoscopes Charger | Laryngoscopes Charger | Active | MSH | MSH | 5 | Resp Therapy (Anesthesia) | 5th Floor | Heine Optotechnik | NT4 | 1103533804 | 2019-01-04 |  | 2020-01-07 | RT Peter purchased for OR. Model number not in the database. Model - NT4 PO unknown, no PM required.
1050082 | Laryngoscopes Charger | Laryngoscopes Charger | Laryngoscopes Charger | Active | MSH | MSH | 5 | Resp Therapy (Anesthesia) | 5th Floor | Heine Optotechnik | NT4 | 1103464110 | 2019-01-04 |  | 2020-01-07 | RT Peter purchased for OR. Model number not in the database. Model - NT4 PO unknown, no PM required.
1050084 | Power Systems, Uninterruptible | Power Systems | Power Systems, Uninterruptible | Active | MSH | MSH | 1 | Biomedical Engineering | MCR (lvl 1) | TRIPP LITE | Smart500RT1U | 2149MLCSM628400816 | 2012-03-21 | 367 | 2013-03-21 | Telemetry Wireless System
1050087 | Scales, Infant | Scales | Scales, Infant | Active | MSH | MSH | 16M | Mother & Baby | 16th Floor - Murray Side | SCALE-TRONIX INC | 4802D-AX-XB | U107249181049 | 2019-01-04 |  | 2020-01-04 | Purchased mobile cart with unit at a cost of $1251.00 Vendor: Global Medical Products Inc.
1050088 | Anesthesia Units | Anesthesia Units | Anesthesia Units | Active | MSH | MSH | 15U | Resp Therapy (Anesthesia) | L&D OR | Draeger Medical Canada | Zeus IE | ASLM-0028 | 2019-01-07 | 119000 | 2020-01-08 | PN MK04000 L&D OR (passive scavenging) C700 Cockpit and Software Rev 2.01 Machine #24 6 Year partner contract signed 2022 - PO 7202020225
1050089 | Scales, Infant | Scales | Scales, Infant | Active | MSH | MSH | 16M | Mother & Baby | 16th MBU | SCALE-TRONIX INC | 4802D-AX-XB | U107249181045 | 2019-01-04 |  | 2020-01-04 | Purchased mobile cart with unit at a cost of $1251.00 Vendor: Global Medical Products Inc.
1050091 | Scales, Infant | Scales | Scales, Infant | Active | MSH | MSH | 15M | Nursing 15 Murray/Antenatal | 15th Floor - Antenatal | SCALE-TRONIX INC | 4802D-AX-XB | U107249181047 | 2019-01-04 |  | 2020-01-04 | Purchased mobile cart with unit at a cost of $1251.00 Vendor: Global Medical Products Inc.
1050098 | BLADDER SCANNER | BLADDER SCANNER | BLADDER SCANNER | Active | MSH | MSH | 3 | Emergency | Emergency | Verathon Medical | Prime | BP005252 | 2019-01-02 |  | 2024-01-02
1050100 | Delivery Module SEVO | Delivery Module | Delivery Module | Active | MSH | MSH | 5 | Resp Therapy (Anesthesia) | Operating Room | Draeger Medical Canada | OPC5344 | ASLM-0062 | 2019-01-07 | 12365 | 2020-01-08 | PN MK01703
1050106 | Ophthalmoscopes | Ophthalmoscopes | Ophthalmoscopes | Active | MSH | MSH | 17U | NICU | 17th Floor - University Side | Heine Optotechnik | Omega 500 | 1103262454 | 2019-01-09 |  | 2024-01-09 | Registered for 5 year extended warranty. Email used to register is the biomedicalengineering.MSH@sinaihealthsystem.ca. Unit is registered to Dr. Yenge Diambomba.
1050107 | Monitors, Vital Signs | Monitors, Vital Signs | Monitors, Vital Signs | Active | MSH | MSH | 4 | Dental Clinic | 4th Floor | Edan Instruments Inc | Edan-M50 | 261525-M18B13360008 | 2019-01-09
1050158 | Sphygmomanometers, Aneroid | Sphygmomanometers | Sphygmomanometers, Aneroid | Active | MSH | MSH | 14N | Nursing 14N Surgery | 14th Floor - North Side | Welch Allyn | 111-7670-01 | 080491610 | 2013-01-29 | 199 | 2014-01-29
1050175 | Monitors, Physiologic, Multipurpose, Bedside | Monitors, Physiologic | Monitors, Physiologic, Multipurpose, Bedside | Active | MSH | MSH | 15U | Resp Therapy (Anesthesia) | L&D OR | Philips Healthcare | 865240 - MX800 | DE50876381 | 2019-01-18 | 10345 | 2020-01-18
1050185 | RACKS, MODULE | Physiologic Monitor Modules | Physiologic Monitor Module Housings | Active | MSH | MSH | 15U | Resp Therapy (Anesthesia) | L&D OR | Philips Healthcare | M8048A | DE439F4440 | 2019-01-18 | 1200 | 2020-01-18
1050190 | EC10 Module | Physiologic Monitor Modules | Network Hubs | Active | MSH | MSH | 15U | Resp Therapy (Anesthesia) | L&D OR | Philips Healthcare | 865115 - EC10 | DE61948465 | 2019-01-18 | 0 | 2020-01-18 | PB840 Driver
1050235 | Sphygmomanometers, Aneroid | Sphygmomanometers | Sphygmomanometers, Aneroid | Active | MSH | MSH | 16N | Express Admission Unit | EAU | Welch Allyn | 7670-03 | 086497 | 2011-03-15 | 299 | 2012-03-15 | Portable Aneroid- Room # 3-404
1050236 | Sphygmomanometers, Aneroid | Sphygmomanometers | Sphygmomanometers, Aneroid | Active | MSH | MSH | 16N | Express Admission Unit | EAU | Welch Allyn | 7670-03 | 086156 | 2011-03-15 | 299 | 2012-03-15 | Portable Aneroid- Room # 3-404
1050237 | BIS monitor | Physiologic Monitor Modules | Physiologic Monitor Modules, Electroencephalography | Active | MSH | MSH | 5 | Resp Therapy (Anesthesia) | Operating Room | Philips Healthcare | M1034B - BIS Module | DE49710517 | 2019-01-22 | 0 | 2020-01-22
1050238 | Monitors, Bedside, Fetal | Monitors | Monitors, Bedside, Fetal | Active | MSH | MSH | 15U | Obstetrical Suite (L&D) | L&D OR 1 | Philips Healthcare | M2705A - FM50 | DE66116608 | 2014-08-11 | 15963 | 2015-08-11 | S.W: G.02.21
1050239 | Physiologic Monitor Modules, Invasive Blood Pressure | Physiologic Monitor Modules | Physiologic Monitor Modules, Invasive Blood Pressure | Active | MSH | MSH | 5 | Resp Therapy (Anesthesia) | Operating Room | Philips Healthcare | M1006B | DE625Y1235 | 2019-01-22 | 0 | 2020-01-22
1050240 | INFUSION PUMPS, GENERAL PURPOSE | INFUSION PUMPS | INFUSION PUMPS, GENERAL PURPOSE | Active | MSH | MSH | 1 | Central Dispatch | MSH PC Unit | Alaris Medical Systems | 8015 - PCU | 15421884 | 2019-01-18 | 2200 | 2020-01-10
1050242 | Transducer, Fetal Monitoring | Transducer | Transducer, Fetal Monitoring | Active | MSH | MSH | 15U | Obstetrical Suite (L&D) | 15th Floor - University Side | Philips Healthcare | M2736A | DE433E8130 | 2017-08-11
1050243 | Philips Wireless Fetal Transducer Base Station | Philips Wireless Fetal Transducer Base Station | Philips Wireless Fetal Transducer Base Station | Active | MSH | MSH | 15U | Obstetrical Suite (L&D) | 15th Floor - University Side | Philips Healthcare | 866074 | DE44808814 | 2019-03-07 | 1001 | 2020-01-18
1050244 | INFUSION PUMPS, GENERAL PURPOSE | INFUSION PUMPS | INFUSION PUMPS, GENERAL PURPOSE | Active | MSH | MSH | 1 | Central Dispatch | MSH PC Unit | Alaris Medical Systems | 8015 - PCU | 15422395 | 2019-01-18 | 2200 | 2020-01-10
1050247 | INFUSION PUMPS, GENERAL PURPOSE | INFUSION PUMPS | INFUSION PUMPS, GENERAL PURPOSE | Active | MSH | MSH | 1 | Central Dispatch | MSH PC Unit | Alaris Medical Systems | 8015 - PCU | 15422388 | 2019-01-18 | 2200 | 2020-01-10
1050249 | INFUSION PUMPS, GENERAL PURPOSE | INFUSION PUMPS | INFUSION PUMPS, GENERAL PURPOSE | Active | MSH | MSH | 1 | Central Dispatch | MSH PC Unit | Alaris Medical Systems | 8015 - PCU | 15421855 | 2019-01-18 | 2200 | 2020-01-10
1050250 | INFUSION PUMPS, GENERAL PURPOSE | INFUSION PUMPS | INFUSION PUMPS, GENERAL PURPOSE | Active | MSH | MSH | 1 | Central Dispatch | MSH PC Unit | Alaris Medical Systems | 8015 - PCU | 15422078 | 2019-01-18 | 2200 | 2020-01-10
1050251 | INFUSION PUMPS, GENERAL PURPOSE | INFUSION PUMPS | INFUSION PUMPS, GENERAL PURPOSE | Active | MSH | MSH | 1 | Central Dispatch | MSH PC Unit | Alaris Medical Systems | 8015 - PCU | 15421859 | 2019-01-18 | 2200 | 2020-01-10
1050252 | INFUSION PUMPS, GENERAL PURPOSE | INFUSION PUMPS | INFUSION PUMPS, GENERAL PURPOSE | Active | MSH | MSH | 1 | Central Dispatch | MSH PC Unit | Alaris Medical Systems | 8015 - PCU | 15421874 | 2019-01-18 | 2200 | 2020-01-10
1050253 | INFUSION PUMPS, GENERAL PURPOSE | INFUSION PUMPS | INFUSION PUMPS, GENERAL PURPOSE | Active | MSH | MSH | 1 | Central Dispatch | MSH PC Unit | Alaris Medical Systems | 8015 - PCU | 15422393 | 2019-01-18 | 2200 | 2020-01-10
1050256 | INFUSION PUMPS, GENERAL PURPOSE | INFUSION PUMPS | INFUSION PUMPS, GENERAL PURPOSE | Active | MSH | MSH | MSH | Central Dispatch | MSH-LVP | Alaris Medical Systems | 8100 - LVP Module | 15443666 | 2019-01-23 | 1200 | 2020-01-10
1050257 | INFUSION PUMPS, GENERAL PURPOSE | INFUSION PUMPS | INFUSION PUMPS, GENERAL PURPOSE | Active | MSH | MSH | MSH | Central Dispatch | MSH LVP | Alaris Medical Systems | 8100 - LVP Module | 15443726 | 2019-01-23 | 1200 | 2020-01-10
1050258 | INFUSION PUMPS, GENERAL PURPOSE | INFUSION PUMPS | INFUSION PUMPS, GENERAL PURPOSE | Active | MSH | MSH | MSH | Central Dispatch | MSH LVP | Alaris Medical Systems | 8100 - LVP Module | 15443798 | 2019-01-23 | 1200 | 2020-01-10
1050259 | INFUSION PUMPS, GENERAL PURPOSE | INFUSION PUMPS | INFUSION PUMPS, GENERAL PURPOSE | Active | MSH | MSH | MSH | Central Dispatch | MSH LVP | Alaris Medical Systems | 8100 - LVP Module | 15443686 | 2019-01-23 | 1200 | 2020-01-10
1050260 | INFUSION PUMPS, GENERAL PURPOSE | INFUSION PUMPS | INFUSION PUMPS, GENERAL PURPOSE | Active | MSH | MSH | MSH | Central Dispatch | MSH LVP | Alaris Medical Systems | 8100 - LVP Module | 15443743 | 2019-01-23 | 1200 | 2020-01-10
1050263 | INFUSION PUMPS, GENERAL PURPOSE | INFUSION PUMPS | INFUSION PUMPS, GENERAL PURPOSE | Active | MSH | MSH | MSH | Central Dispatch | MSH LVP | Alaris Medical Systems | 8100 - LVP Module | 15443811 | 2019-01-23 | 1200 | 2020-01-10
1050264 | INFUSION PUMPS, GENERAL PURPOSE | INFUSION PUMPS | INFUSION PUMPS, GENERAL PURPOSE | Active | MSH | MSH | MSH | Central Dispatch | MSH LVP | Alaris Medical Systems | 8100 - LVP Module | 15443940 | 2019-01-23 | 1200 | 2020-01-10
1050265 | INFUSION PUMPS, GENERAL PURPOSE | INFUSION PUMPS | INFUSION PUMPS, GENERAL PURPOSE | Active | MSH | MSH | MSH | Central Dispatch | MSH LVP | Alaris Medical Systems | 8100 - LVP Module | 15443851 | 2019-01-23 | 1200 | 2020-01-10
1050266 | INFUSION PUMPS, GENERAL PURPOSE | INFUSION PUMPS | INFUSION PUMPS, GENERAL PURPOSE | Active | MSH | MSH | MSH | Central Dispatch | MSH LVP | Alaris Medical Systems | 8100 - LVP Module | 15443844 | 2019-01-23 | 1200 | 2020-01-10
1050267 | INFUSION PUMPS, GENERAL PURPOSE | INFUSION PUMPS | INFUSION PUMPS, GENERAL PURPOSE | Active | MSH | MSH | MSH | Central Dispatch | MSH LVP | Alaris Medical Systems | 8100 - LVP Module | 15443853 | 2019-01-23 | 1200 | 2020-01-10
1050269 | INFUSION PUMPS, GENERAL PURPOSE | INFUSION PUMPS | INFUSION PUMPS, GENERAL PURPOSE | Active | MSH | MSH | MSH | Central Dispatch | MSH-LVP | Alaris Medical Systems | 8100 - LVP Module | 15443817 | 2019-01-23 | 1200 | 2020-01-10
1050270 | INFUSION PUMPS, GENERAL PURPOSE | INFUSION PUMPS | INFUSION PUMPS, GENERAL PURPOSE | Active | MSH | MSH | MSH | Central Dispatch | MSH-LVP | Alaris Medical Systems | 8100 - LVP Module | 15443874 | 2019-01-23 | 1200 | 2020-01-10
1050271 | INFUSION PUMPS, GENERAL PURPOSE | INFUSION PUMPS | INFUSION PUMPS, GENERAL PURPOSE | Active | MSH | MSH | MSH | Central Dispatch | MSH-LVP | Alaris Medical Systems | 8100 - LVP Module | 15443884 | 2019-01-23 | 1200 | 2020-01-10
1050272 | INFUSION PUMPS, GENERAL PURPOSE | INFUSION PUMPS | INFUSION PUMPS, GENERAL PURPOSE | Active | MSH | MSH | MSH | Central Dispatch | MSH-LVP | Alaris Medical Systems | 8100 - LVP Module | 15443831 | 2019-01-23 | 1200 | 2020-01-10
1050273 | INFUSION PUMPS, GENERAL PURPOSE | INFUSION PUMPS | INFUSION PUMPS, GENERAL PURPOSE | Active | MSH | MSH | MSH | Central Dispatch | MSH-LVP | Alaris Medical Systems | 8100 - LVP Module | 15443875 | 2019-01-23 | 1200 | 2020-01-10
1050274 | INFUSION PUMPS, GENERAL PURPOSE | INFUSION PUMPS | INFUSION PUMPS, GENERAL PURPOSE | Active | MSH | MSH | MSH | Central Dispatch | MSH-LVP | Alaris Medical Systems | 8100 - LVP Module | 15431434 | 2019-01-23 | 1200 | 2020-01-10
1050277 | Humidifiers | Humidifiers | Humidifiers | Active | MSH | MSH | 18 | Respiratory Therapy | 18th Floor - ICU | FISHER PAYKEL | PT101US | 191210107938 | 2019-01-24 |  | 2020-01-24 | First unit SN 180915077337 swapped for SN 190430092017 Warranty replacement SN 191210107938
1050278 | Humidifiers | Humidifiers | Humidifiers | Active | MSH | MSH | 18 | Respiratory Therapy | 18th Floor - ICU | FISHER PAYKEL | PT101US | 180915077327 | 2019-01-24 |  | 2020-01-24
1050286 | Lights, Examination | Lights | Lights, Examination | Active | MSH | MSH | 15U | Obstetrical Suite (L&D) | L&D | Welch Allyn | GS Exam Light IV | NA | 2019-01-28 | 915 | 2022-09-15
1050290 | Humidifiers | Humidifiers | Humidifiers | Active | MSH | MSH | 18 | Respiratory Therapy | 18th Floor - ICU | FISHER PAYKEL | PT101US | 181018079691 | 2019-01-24 |  | 2020-01-29
1050291 | Humidifiers | Humidifiers | Humidifiers | Active | MSH | MSH | 18 | Respiratory Therapy | 18th Floor - ICU | FISHER PAYKEL | PT101US | 181018079649 | 2019-01-24 |  | 2020-01-29
1050292 | Vacuum Regulator | Vacuum Regulator | Vacuum Regulator | Active | MSH | MSH | 10S | Nursing 10S Geriatrics | 10th Floor - South Side | Amvex Corporation |  | VRA06217CH | 2019-01-18 | 444.16 | 2012-03-17 | Returned from repair shipped by Peter
1050295 | Vacuum Regulator | Vacuum Regulator | Vacuum Regulator | Active | MSH | MSH | 10S | Nursing 10S Geriatrics | 10th Floor - South Side | Amvex Corporation |  | VRA09431CM | 2019-01-18 | 444.16 | 2012-03-17 | Returned from repair shipped by Peter
1050298 | Vacuum Regulator | Vacuum Regulator | Vacuum Regulator | Active | MSH | MSH | 17U | NICU | 17th Floor - University Side | Amico | SR-C2 | BA1463BL | 2019-01-18 | 444.16 | 2012-03-17 | Returned from repair shipped by Peter
1050300 | Scales, Patient, Floor | Scales | Scales, Patient, Floor | Active | MSH | OPG | 3rd Floor | Special Pregnancy Program - Maternal | 3rd Floor | HEALTH O METER INC | 500KL | 5000154830 | 2019-01-19 | 5001 | 2019-11-21 | Date Code 2518 Distributor The Stevens Co Ltd
1050301 | Oximeters, Pulse | Oximeters | Oximeters, Pulse | Active | MSH | OPG | 3rd Floor | Special Pregnancy Program - Maternal | 3rd Floor | Covidien | PM10N | MBP1706074 | 2019-01-19 | 5001 | 2019-11-21 | Date Code 2518 Distributor The Stevens Co Ltd
1050308 | Thermometers, Electronic, Thermistor/Thermocouple, Patient | Thermometers | Thermometers, Electronic, Thermistor/Thermocouple, Patient | Active | MSH | MSH | 14S | Nursing 14S Medicine | 14 South | Cardinal Health Canada Inc | Filac 3000 AD | A1860817X | 2019-02-01 | 249 | 2016-12-19 | THERMOMETER - 3 YEARS WARRANTY, AND PROBE- 1 YEAR WARRANTY
1050309 | Thermometers, Electronic, Thermistor/Thermocouple, Patient | Thermometers | Thermometers, Electronic, Thermistor/Thermocouple, Patient | Active | MSH | MSH | 14S | Nursing 14S Medicine | 14 South | Cardinal Health Canada Inc | Filac 3000 AD | A1860746X | 2019-02-01 | 249 | 2016-12-19 | THERMOMETER - 3 YEARS WARRANTY, AND PROBE- 1 YEAR WARRANTY
1050311 | Vacuum Regulator | Vacuum Regulator | Vacuum Regulator | Active | MSH | MSH | 16N | Express Admission Unit | 16th Floor - North Side | Amvex Corporation | VR-CIDDHDY | CIDY000001 | 2018-12-28 | 2755 | 2028-12-28 | Vacuum Regulator, Continuous/Intermittent,DISSXDISS,Digital,Yellow
1050314 | Monitors, Vital Signs | Monitors, Vital Signs | Monitors, Vital Signs | Active | MSH | MSH | 3 | Emergency | Emergency | Welch Allyn | 68MXTX - CVSM 6000 | 100067035018 | 2019-02-08 |  | 2021-02-07 | This unit has replaced asset 1050218 due to out of box failure.
1050315 | Monitors, Vital Signs | Monitors, Vital Signs | Monitors, Vital Signs | Active | MSH | MSH | 6 | Endoscopy | 6 | Welch Allyn | 68MXTX - CVSM 6000 | 100066965018 | 2019-01-08 |  | 2021-02-07 | This unit has a roll stand.
1050317 | Otoscope/Ophthalmascope | Otoscope/Ophthalmascope | Otoscope/Ophthalmascope | Active | MSH | MSH | 4 | General Medical Clinic | 4th Floor - Room 430.10 | Amico | DS-UDM-2 | DS9622HE | 2019-02-08 |  |  | No PO# provided. Units were installed by contractors.
1050319 | 700 Sequential Compression System | 700 Sequential Compression System | 700 Sequential Compression System | Active | MSH | MSH | 5 | ICU | 5 | The Kendall Company | 29525 | V1806711SX | 2019-02-08 | 1001 |  | Note: Cardinal Health has rented us these units free of charge, but we will be buying our own consumables for them.
1050320 | 700 Sequential Compression System | 700 Sequential Compression System | 700 Sequential Compression System | Active | MSH | MSH | 5 | ICU | 5 | The Kendall Company | 29525 | V1806692SX | 2019-02-08 | 1001 |  | Note: Cardinal Health has rented us these units free of charge, but we will be buying our own consumables for them.
1050321 | 700 Sequential Compression System | 700 Sequential Compression System | 700 Sequential Compression System | Active | MSH | MSH | 5 | ICU | 5 | The Kendall Company | 29525 | V1806763SX | 2019-02-08 | 1001 |  | Note: Cardinal Health has rented us these units free of charge, but we will be buying our own consumables for them.
1050322 | 700 Sequential Compression System | 700 Sequential Compression System | 700 Sequential Compression System | Active | MSH | MSH | 5 | ICU | 5 | The Kendall Company | 29525 | V1806777SX | 2019-02-08 | 1001 |  | Note: Cardinal Health has rented us these units free of charge, but we will be buying our own consumables for them.
1050334 | Vacuum Regulator | Vacuum Regulator | Vacuum Regulator | Active | MSH | MSH | 16N | Express Admission Unit | 16th Floor - North Side | Amvex Corporation | VR-CIDDHDY | CIDY000002 | 2018-12-28 | 2755 | 2028-12-28 | Vacuum Regulator, Continuous/Intermittent,DISSXDISS,Digital,Yellow
1050335 | Vacuum Regulator | Vacuum Regulator | Vacuum Regulator | Active | MSH | MSH | 16N | Express Admission Unit | 16th Floor - North Side | Amvex Corporation | VR-CIDDHDY | CIDY000003 | 2018-12-28 | 2755 | 2028-12-28 | Vacuum Regulator, Continuous/Intermittent,DISSXDISS,Digital,Yellow
1050336 | Vacuum Regulator | Vacuum Regulator | Vacuum Regulator | Active | MSH | MSH | 16N | Express Admission Unit | 16th Floor - North Side | Amvex Corporation | VR-CIDDHDY | CIDY000004 | 2018-12-28 | 2755 | 2028-12-28 | Vacuum Regulator, Continuous/Intermittent,DISSXDISS,Digital,Yellow
1050337 | Vacuum Regulator | Vacuum Regulator | Vacuum Regulator | Active | MSH | MSH | 16N | Express Admission Unit | 16th Floor - North Side | Amvex Corporation | VR-CIDDHDY | CIDY000005 | 2018-12-28 | 2755 | 2028-12-28 | Vacuum Regulator, Continuous/Intermittent,DISSXDISS,Digital,Yellow
1050338 | Vacuum Regulator | Vacuum Regulator | Vacuum Regulator | Active | MSH | MSH | 16N | Express Admission Unit | 16th Floor - North Side | Amvex Corporation | VR-CIDDHDY | CIDY000006 | 2018-12-28 | 2755 | 2028-12-28 | Vacuum Regulator, Continuous/Intermittent,DISSXDISS,Digital,Yellow
1050339 | Vacuum Regulator | Vacuum Regulator | Vacuum Regulator | Active | MSH | MSH | 16N | Express Admission Unit | 16th Floor - North Side | Amvex Corporation | VR-CIDDHDY | CIDY000007 | 2018-12-28 | 2755 | 2028-12-28 | Vacuum Regulator, Continuous/Intermittent,DISSXDISS,Digital,Yellow
1050340 | Vacuum Regulator | Vacuum Regulator | Vacuum Regulator | Active | MSH | MSH | 16N | Express Admission Unit | 16th Floor - North Side | Amvex Corporation | VR-CIDDHDY | CIDY000008 | 2018-12-28 | 2755 | 2028-12-28 | Vacuum Regulator, Continuous/Intermittent,DISSXDISS,Digital,Yellow
1050342 | Transducer, TOCO | Transducer | Transducer, Fetal Monitoring | Active | MSH | MSH | 15M | Nursing 15 Murray/Antenatal | 15th Floor - Murray Side | Philips Healthcare | M2734B | DE43172387 | 2019-02-06
1050344 | Transducer, TOCO | Transducer | Transducer, Fetal Monitoring | Active | MSH | MSH | 15M | Nursing 15 Murray/Antenatal | 15th Floor - Murray Side | Philips Healthcare | M2734B | DE43172434 | 2019-02-06 |  | 2020-02-06
1050345 | Transducer, TOCO | Transducer | Transducer, Fetal Monitoring | Active | MSH | MSH | 15M | Nursing 15 Murray/Antenatal | 15th Floor - Murray Side | Philips Healthcare | M2734B | DE43171755 | 2019-02-06 |  | 2020-02-06
1050346 | Transducer, TOCO | Transducer | Transducer, Fetal Monitoring | Active | MSH | MSH | 15M | Nursing 15 Murray/Antenatal | 15th Floor - Murray Side | Philips Healthcare | M2734B | DE43172433 | 2019-02-06 |  | 2020-02-06
1050347 | Transducer, TOCO | Transducer | Transducer, Fetal Monitoring | Active | MSH | MSH | 15M | Nursing 15 Murray/Antenatal | 15th Floor - Murray Side | Philips Healthcare | M2734B | DE43172380 | 2019-02-06 |  | 2020-02-06
1050348 | Transducer, TOCO | Transducer | Transducer, Fetal Monitoring | Active | MSH | MSH | 15M | Nursing 15 Murray/Antenatal | 15th Floor - Murray Side | Philips Healthcare | M2734B | DE43172420 | 2019-02-06 |  | 2020-02-06
1050350 | Vacuum Regulator | Vacuum Regulator | Vacuum Regulator | Active | MSH | MSH | 10N | Respiratory Therapy | 10th Floor - North Side | Amvex Corporation |  | VRA09435CM | 2019-02-12 | 444.16 |  | Note: device had no asset tag, but came from 11S. Putting today's date as the acceptance date.
1050351 | Vacuum Regulator | Vacuum Regulator | Vacuum Regulator | Active | MSH | MSH | 10S | Respiratory Therapy | 10th Floor - South Side | Amvex Corporation |  | VRA09423CM | 2019-02-12 | 444.16 |  | Note: device had no asset tag, but came from 11S. Putting today's date as the acceptance date.
1050352 | Vacuum Regulator | Vacuum Regulator | Vacuum Regulator | Active | MSH | MSH | 10N | Respiratory Therapy | 10th Floor - North Side | Amico |  | CA26269FD | 2019-02-12 |  |  | Unit was not asset tagged. Inputting today's date as the date accepted. Putting under the RT account, on 11S where it came from.
1050353 | Vacuum Regulator | Vacuum Regulator | Vacuum Regulator | Active | MSH | MSH | 11S | Respiratory Therapy | 11th Floor - South Side | Amico | SRD-CI | AAD1724DC | 2019-02-12 |  |  | Unit was not asset tagged. Inputting today's date as the date accepted. Putting under the RT account, on 11S where it came from.
1050354 | Vacuum Regulator | Vacuum Regulator | Vacuum Regulator | Active | MSH | MSH | 11S | Respiratory Therapy | 11th Floor - South Side | Amico | SRD-CI | AA1841DE | 2019-02-12 |  |  | Unit was not asset tagged. Inputting today's date as the date accepted. Putting under the RT account, on 11S where it came from.
1050360 | 700 Sequential Compression System | 700 Sequential Compression System | 700 Sequential Compression System | Active | MSH | MSH | 5 | ICU | 5 | The Kendall Company | 29525 | V1618071SX | 2019-02-13 | 1001 |  | Came as a replacement unit for 66104 on February 13th, 2019.
1050365 | Irrigation Console | Irrigation Console | Irrigation Console | Active | MSH | MSH | 15M | Nursing 15 Murray/Antenatal | 15th Floor - Murray Side | LINVATEC CORP. |  | 20180371 | 2019-02-15
1050366 | Irrigation Console | Irrigation Console | Irrigation Console | Active | MSH | MSH | 15M | Nursing 15 Murray/Antenatal | 15th Floor - Murray Side | LINVATEC CORP. |  | 20180364 | 2019-02-15
1050367 | Sphygmomanometers, Aneroid | Sphygmomanometers | Sphygmomanometers, Aneroid | Active | MSH | MSH | 9 | Nursing 9S Psychiatry | 9th Floor-South | Welch Allyn | 111-7670-01 | 090300780 | 2019-02-19 | 199 | 2014-01-29 | Unit was not in system, added to database Feb 19, 2019
1050368 | NMT MODULE | Physiologic Monitor Modules | Physiologic Monitor Modules, Neuromuscular Block | Active | MSH | MSH | 5 | Resp Therapy (Anesthesia) | Operating Room | Philips Healthcare | 865383 - NMT Module | DE24702368 | 2019-02-20 | 3047.3999 | 2020-02-20
1050370 | Vacuum Regulator | Vacuum Regulator | Vacuum Regulator | Active | MSH | MSH | 18 | ICU | 18th Floor | Amvex Corporation | VR-CIIT-DHAG | VRA08054HH | 2019-02-20 |  |  | Device was not asset tagged. Adding it as new device, with today's date as date of receipt.
1050398 | Exercisers, Bicycle | Exercisers | Exercisers, Bicycle | Active | MSH | MSH | 18 | ICU | 18th Floor-Room 218 | RESTORATIVE THERAPIES, INC. | RT300 | 00271694 | 2019-02-21
1050474 | Printers, Video | PRINTERS | Printers, Video | Active | MSH | IVF-Dundas | 7 | IVF Clinic | 7th Floor | SONY MEDICAL ELECTRONICS DIV | UP-25MD | 727866 | 2019-02-22
1050476 | Ventilators, Intensive Care, Neonatal/Pediatric | Ventilators | Ventilators, Intensive Care, Neonatal/Pediatric | Active | MSH | MSH | 17U | Respiratory Therapy | 17th Floor - University Side | MAQUET CRITICAL CARE | Servo-N 6688600 | 1938 | 2019-02-25 |  | 2020-02-25 | Updated to Rev 4.4
1050477 | Ventilators, Intensive Care, Neonatal/Pediatric | Ventilators | Ventilators, Intensive Care, Neonatal/Pediatric | Active | MSH | MSH | 17U | Respiratory Therapy | 17th Floor - University Side | MAQUET CRITICAL CARE | Servo-N 6688600 | 1939 | 2019-02-25 |  | 2020-02-25 | Updated to Rev 4.4
1050478 | Ventilators, Intensive Care, Neonatal/Pediatric | Ventilators | Ventilators, Intensive Care, Neonatal/Pediatric | Active | MSH | MSH | 17U | Respiratory Therapy | 17th Floor - University Side | MAQUET CRITICAL CARE | Servo-N 6688600 | 1940 | 2019-02-25 |  | 2020-02-25 | Updated to Rev 4.4
1050479 | Ventilators, Intensive Care, Neonatal/Pediatric | Ventilators | Ventilators, Intensive Care, Neonatal/Pediatric | Active | MSH | MSH | 17U | Respiratory Therapy | 17th Floor - University Side | MAQUET CRITICAL CARE | Servo-N 6688600 | 1941 | 2019-02-25 |  | 2020-02-25 | Updated to Rev 4.4
1050480 | Ventilators, Intensive Care, Neonatal/Pediatric | Ventilators | Ventilators, Intensive Care, Neonatal/Pediatric | Active | MSH | MSH | 17U | Respiratory Therapy | 17th Floor - University Side | MAQUET CRITICAL CARE | Servo-N 6688600 | 1942 | 2019-02-25 |  | 2020-02-25 | Updated to Rev 4.4
1050481 | Ventilators, Intensive Care, Neonatal/Pediatric | Ventilators | Ventilators, Intensive Care, Neonatal/Pediatric | Active | MSH | MSH | 17U | Respiratory Therapy | 17th Floor - University Side | MAQUET CRITICAL CARE | Servo-N 6688600 | 1943 | 2019-02-25 |  | 2020-02-25 | Updated to Rev 4.4
1050482 | Ventilators, Intensive Care, Neonatal/Pediatric | Ventilators | Ventilators, Intensive Care, Neonatal/Pediatric | Active | MSH | MSH | 17U | Respiratory Therapy | 17th Floor - University Side | MAQUET CRITICAL CARE | Servo-N 6688600 | 1944 | 2019-02-25 |  | 2020-02-25 | Updated to Rev 4.4
1050572 | ENDOSCOPE POSITION DETECTING UNIT | ENDOSCOPE POSITION DETECTING UNIT | ENDOSCOPE POSITION DETECTING UNIT | Active | MSH | MSH | 6 | Endoscopy | 6, ENDO Room#4 | OLYMPUS CORP MEDICAL INSTRUMENT DIV | UPD-3 | 7844178 | 2019-03-05
1050576 | SCALES, OTHER | Scales | SCALES, OTHER | Active | MSH | MSH | 1 | Biomedical Engineering | Biomed | Adam Equipment Inc | HCB-153 | AE76102112 | 2019-02-21 |  | 2020-02-21 | Manufacturer- Adam equipment Supplier- LES Balances PAPP Model # HCB-153 PO # 7200895629
1050577 | Ventilators, Intensive Care, Neonatal/Pediatric | Ventilators | Ventilators, Intensive Care, Neonatal/Pediatric | Active | MSH | MSH | 17U | Respiratory Therapy | NICU | Bunnell | 204 | A1207 | 2019-03-06 | 29650 | 2020-02-27 | Pt Box #4310, 4318, Cart.
1050578 | Wisper Jet Patient Box | Wisper Jet Patient Box | Wisper Jet Patient Box | Active | MSH | MSH | 17U | Respiratory Therapy | NICU | Bunnell | 312 | B1405 | 2019-02-27 | 1001 | 2020-02-27
1050580 | Warming Units, Patient, Forced-Air | Warming Units | Warming Units, Patient, Forced-Air | Active | MSH | MSH | 7 | SURGICAL SUITE (COMBINED WITH CYSTO) | OR | STRYKER CORP | MA1200-PM | 230250628 | 2018-05-24
1050588 | Transducer, TOCO | Transducer | Transducer, Fetal Monitoring | Active | MSH | MSH | 15U | Obstetrical Suite (L&D) | 15th Floor - University Side | Philips Healthcare | M2734B | DE01807129 | 2015-09-15
1050590 | Scales, Patient, Floor | Scales | Scales, Patient, Floor | Active | MSH | MSH | 4 | Preadmission Clinic | 4th Floor Preadmission Unit | Pelstar |  | 4021 00264 | 2019-03-11 | 5001 | 2010-05-19 | WWW.HOMSCALES.COM Pelstar LLC, 11800 South Austin Ave., Unit B ALSIP, IL 60803, 1-800-638-3722
1050604 | Scales, Patient, Floor | Scales | Scales, Patient, Floor | Active | MSH | MSH | 16M | Mother & Baby | 16th Floor - Murray Side | HEALTH O METER INC | 500KL | 5000159653 | 2019-03-13 | 5001 | 2021-03-13 | Distributor The Stevens Co Ltd
1050605 | Scales, Patient, Floor | Scales | Scales, Patient, Floor | Active | MSH | MSH | 16M | Mother & Baby | 16th Floor - Murray Side | HEALTH O METER INC | 500KL | 5000153970 | 2019-03-13 | 5001 | 2021-03-13 | Distributor The Stevens Co Ltd
1050606 | Scales, Patient, Floor | Scales | Scales, Patient, Floor | Active | MSH | MSH | 16U | Mother & Baby | 16th Floor - University Side | HEALTH O METER INC | 500KL | 5000153845 | 2019-03-13 | 5001 | 2021-03-13 | Distributor The Stevens Co Ltd
1050607 | Scales, Patient, Floor | Scales | Scales, Patient, Floor | Active | MSH | MSH | 16U | Mother & Baby | 16th Floor - University Side | HEALTH O METER INC | 500KL | 5000154111 | 2019-03-13 | 5001 | 2021-03-13 | Distributor The Stevens Co Ltd
1050614 | Infusion Pumps, Syringe | INFUSION PUMPS | Infusion Pumps, Syringe | Active | MSH | MSH | 17U | NICU | NICU | Alaris Medical Systems | 8110 - Syringe Module | 15494959 | 2019-03-14 | 2926 | 2020-03-03
1050615 | Infusion Pumps, Syringe | INFUSION PUMPS | Infusion Pumps, Syringe | Active | MSH | MSH | 17U | NICU | NICU | Alaris Medical Systems | 8110 - Syringe Module | 15496022 | 2019-03-14 |  | 2020-03-08
1050616 | Infusion Pumps, Syringe | INFUSION PUMPS | Infusion Pumps, Syringe | Active | MSH | MSH | 17U | NICU | NICU | Alaris Medical Systems | 8110 - Syringe Module | 15495209 | 2019-03-14 | 2926 | 2020-03-03
1050617 | Infusion Pumps, Syringe | INFUSION PUMPS | Infusion Pumps, Syringe | Active | MSH | MSH | 17U | NICU | NICU | Alaris Medical Systems | 8110 - Syringe Module | 15495245 | 2019-03-14 | 2926 | 2020-03-03
1050618 | Infusion Pumps, Syringe | INFUSION PUMPS | Infusion Pumps, Syringe | Active | MSH | MSH | 17U | NICU | NICU | Alaris Medical Systems | 8110 - Syringe Module | 15495761 | 2019-03-14 |  | 2020-03-08
1050619 | Infusion Pumps, Syringe | INFUSION PUMPS | Infusion Pumps, Syringe | Active | MSH | MSH | 17U | NICU | NICU | Alaris Medical Systems | 8110 - Syringe Module | 15495445 | 2019-03-14 | 2926 | 2020-03-03
1050620 | Infusion Pumps, Syringe | INFUSION PUMPS | Infusion Pumps, Syringe | Active | MSH | MSH | 17U | NICU | NICU | Alaris Medical Systems | 8110 - Syringe Module | 15494977 | 2019-03-14 | 2926 | 2020-03-03
1050621 | 700 Sequential Compression System | 700 Sequential Compression System | 700 Sequential Compression System | Active | MSH | MSH | 5 | ICU | 5 | The Kendall Company | 29525 | V1811660SX | 2019-03-14 | 1001 |  | Note: this unit was received as a replacement for asset #64125. Attached is a scan of the company inspection paper.
1050622 | Infusion Pumps, Syringe | INFUSION PUMPS | Infusion Pumps, Syringe | Active | MSH | MSH | 17U | NICU | NICU | Alaris Medical Systems | 8110 - Syringe Module | 15495234 | 2019-03-14 |  | 2020-03-08
1050623 | Infusion Pumps, Syringe | INFUSION PUMPS | Infusion Pumps, Syringe | Active | MSH | MSH | 17U | NICU | NICU | Alaris Medical Systems | 8110 - Syringe Module | 15495751 | 2019-03-14 |  | 2020-03-08
1050631 | Ultrasound - POCUS | Scanning Systems | Scanning Systems, Ultrasonic | Active | MSH | MSH | 15U | Obstetrical Suite (L&D) | MSH 15 L&D TE7A | Mindray | TE7 | CD7-8C000896 | 2019-03-15 |  | 2023-03-31 | Cart SN: 75-8C002884
1050632 | Ultrasound - POCUS | Scanning Systems | Scanning Systems, Ultrasonic | Active | MSH | MSH | 15U | Obstetrical Suite (L&D) | MSH 15 L&D TE7B | Mindray | TE7 | CD7-8C000897 | 2019-03-15 |  | 2023-03-31 | Cart SN: 75-8C002876
1050633 | Ultrasound - POCUS | Scanning Systems | Scanning Systems, Ultrasonic | Active | MSH | MSH | 15U | Obstetrical Suite (L&D) | MSH 15 L&D TE7C | Mindray | TE7 | CD7-8C000912 | 2019-03-18 |  | 2023-03-31 | Cart SN: 75-8C002883 LAN MAC: 74-FE-48-38-C7-E2 WIFI MAC: D0-C5-D3-AD-62-BF
1050658 | MONITOR-Demo | Monitor | MONITOR | Active | MSH | MSH | 17U | NICU | 17th Floor - University Side | Philips Healthcare |  | MN-NIPE-V1-186 | 2019-03-18 | 6120 |  | Demo- Monitor asset was duplicated to make changes- unable to change Manufacturer description Vendor is Caster Medical Systems- manufacturer is Mdoloris Medical systems Evaluation PO# 7300003247, for Dr. V. Shah for use in the NICU
1050672 | ELECTROCARDIOGRAPHS, MULTI-CHANNEL | Electrocardiographs | Electrocardiographs, Multichannel | Active | MSH | MSH | 3 | Emergency | Emergency | Philips Healthcare | 860315 - TC70 | US31931794 | 2019-03-18 | 18450 | 2020-03-19 | Battery Li. Set for new wireless networks. Uses 8 pin class B PIM and PIM data cable. Prints 3 copies.
1050673 | WISE 26" HDTV Surgical Display | WISE 26" HDTV Surgical Display | WISE 26" HDTV Surgical Display | Active | MSH | MSH | 7 | SURGICAL SUITE (COMBINED WITH CYSTO) | O.R | STRYKER CORP | VisionPro SYNK 26” Wireless LED Display - 0240031000 | VHW263kE0461 | 2019-03-19
1050674 | Transducer, TOCO | Transducer | Transducer, Fetal Monitoring | Active | MSH | MSH | 15U | Obstetrical Suite (L&D) | 15th Floor - University Side | Philips Healthcare | M2734B | DE43173362 | 2019-03-18 |  | 2020-03-19
1050679 | Monitors, Physiologic, Patient Transport | Monitors, Physiologic | Monitors, Physiologic, Patient Transport | Active | MSH | MSH | MSH | JDMI - Angio/Interventional | RPCU Room 514 | Philips Healthcare | M8105A - MP5 | DE656C0431 | 2019-03-19 | 15000 | 2020-03-19
1050691 | Aspirators, Surgical Suction Pump | Aspirators | Aspirators, Surgical | Active | MSH | MSH | 4 | Surgery (Ambulatory) | 4th Surgery Ambulatory | MEDELA INC |  | 1677193 | 2019-03-20 | 2001 | 2024-03-20 | it is the loaner device no PM required
1050704 | Thermometers, Electronic, Thermistor/Thermocouple, Patient | Thermometers | Thermometers, Electronic, Thermistor/Thermocouple, Patient | Active | MSH | MSH | 10S | Nursing 10S Geriatrics | 10th Floor - South Side | Cardinal Health Canada Inc | Filac 3000 AD | A1956282X | 2018-10-22 | 249 | 2016-06-29 | Moved to 10S, July 5 2024
1050720 | Transducer, Fetal Monitoring DECG | Transducer | Transducer, Fetal Monitoring | Active | MSH | MSH | 15U | Obstetrical Suite (L&D) | 15th Floor - University Side | Philips Healthcare | M2738A | DE57969422 | 2019-03-22 |  | 2020-03-22
1050721 | Transducer, Fetal Monitoring DECG | Transducer | Transducer, Fetal Monitoring | Active | MSH | MSH | 15U | Obstetrical Suite (L&D) | 15th Floor - University Side | Philips Healthcare | M2738A | DE57969483 | 2019-03-22 |  | 2020-03-22
1050722 | Transducer, Fetal Monitoring DECG | Transducer | Transducer, Fetal Monitoring | Active | MSH | MSH | 15U | Obstetrical Suite (L&D) | 15th Floor - University Side | Philips Healthcare | M2738A | DE57969461 | 2019-03-22 |  | 2020-03-22
1050723 | Transducer, Fetal Monitoring DECG | Transducer | Transducer, Fetal Monitoring | Active | MSH | MSH | 15U | Obstetrical Suite (L&D) | 15th Floor - University Side | Philips Healthcare | M2738A | DE57969502 | 2019-03-22 |  | 2020-03-22
1050724 | Transducer, Fetal Monitoring DECG | Transducer | Transducer, Fetal Monitoring | Active | MSH | MSH | 15U | Obstetrical Suite (L&D) | 15th Floor - University Side | Philips Healthcare | M2738A | DE57969503 | 2019-03-22 |  | 2020-03-22
1050725 | Smoke Evacuation Systems, Surgical, Mobile/Portable | Smoke Evacuation Systems | Smoke Evacuation Systems, Surgical, Mobile/Portable | Active | MSH | MSH | 15U | Obstetrical Suite (L&D) | L&D - OR | CONMED CORP | 60-8585-120 | V13922 | 2019-03-22
1050726 | Smoke Evacuation Systems, Surgical, Mobile/Portable | Smoke Evacuation Systems | Smoke Evacuation Systems, Surgical, Mobile/Portable | Active | MSH | MSH | 15U | Obstetrical Suite (L&D) | L&D - OR 4 | CONMED CORP | 60-8585-120 | V13904 | 2019-03-22
1050727 | Smoke Evacuation Systems, Surgical, Mobile/Portable | Smoke Evacuation Systems | Smoke Evacuation Systems, Surgical, Mobile/Portable | Active | MSH | MSH | 15U | Obstetrical Suite (L&D) | L&D - OR 1 | CONMED CORP | 60-8585-120 | V13913 | 2019-03-22
1050729 | Smoke Evacuation Systems, Surgical, Mobile/Portable | Smoke Evacuation Systems | Smoke Evacuation Systems, Surgical, Mobile/Portable | Active | MSH | MSH | 15U | Obstetrical Suite (L&D) | L&D - OR | CONMED CORP | 60-8585-120 | V13912 | 2019-03-22
1050733 | Smoke Evacuation Systems, Surgical, Mobile/Portable | Smoke Evacuation Systems | Smoke Evacuation Systems, Surgical, Mobile/Portable | Active | MSH | MSH | 15U | Obstetrical Suite (L&D) | L&D OR | CONMED CORP | 60-8585-120 | V13919 | 2019-03-22
1050734 | Thermometers, Electronic, Thermistor/Thermocouple, Patient | Thermometers | Thermometers, Electronic, Thermistor/Thermocouple, Patient | Active | MSH | MSH | 17U | NICU | NICU | Cardinal Health Canada Inc | Filac 3000 AD | A1758773X | 2019-03-25 | 297.05 | 2022-03-25 | Unit seems to have purchased this device around the end of 2018, but it was never properly received. I have entered today's date as the date of receipt.
1050735 | LCD, DISPLAY, PATIENT MONITOR | LCD | LCD, DISPLAY, PATIENT MONITOR | Active | MSH | MSH | 15M | Nursing 15 Murray/Antenatal | 15th Floor - Murray Side | OLYMPUS CORP MEDICAL INSTRUMENT DIV | LMD-2450 MD | 8002739 | 2019-03-25
1050736 | Camera Controller | Camera Controller | Camera Controller | Active | MSH | MSH | 15U | Obstetrical Suite (L&D) | L&D OR | OLYMPUS CORP MEDICAL INSTRUMENT DIV | OTV-S190 | 7812525 | 2019-03-25 |  |  | Camera control unit comes with Olympus camera head, model CH-S400 4K -XZ-EB, s/n 7923698
1050737 | Xenon Systems | Xenon Systems | Xenon Systems | Active | MSH | MSH | 15U | Obstetrical Suite (L&D) | L&D OR | OLYMPUS CORP MEDICAL INSTRUMENT DIV | CLV-S400 | 7812398 | 2019-03-25
1050738 | Recorders, Electronic Storage | Recorders | Recorders, Electronic Storage | Active | MSH | MSH | 15M | Nursing 15 Murray/Antenatal | 15th Floor - Murray Side | OLYMPUS CORP MEDICAL INSTRUMENT DIV |  | MX2-300081 | 2019-03-25
1050739 | Vacuum Regulator | Vacuum Regulator | Vacuum Regulator | Active | MSH | MSH | 11N | Nursing 11N Medicine |  | Amvex Corporation |  | VRA06770FG | 2019-03-25 | 444.16 | 2022-03-25 | Device was never received properly, entering today's date for date of receipt.
1050740 | Printers, Video | PRINTERS | Printers, Video | Active | MSH | MSH | 15M | Nursing 15 Murray/Antenatal | 15th Floor - Murray Side | SONY MEDICAL ELECTRONICS DIV | UP-DR80MD | 728913 | 2019-03-25
1050745 | OXYGEN MONITORS | OXYGEN MONITORS | OXYGEN MONITORS | Active | MSH | MSH | MSH | NICU | 17 th Floor NICU | Analytical Industries Inc. | AII-2000 M | 812785376 | 2019-03-20 | 0 | 2020-03-20
1050746 | OXYGEN MONITORS | OXYGEN MONITORS | OXYGEN MONITORS | Active | MSH | MSH | MSH | NICU | 17 th Floor NICU | Analytical Industries Inc. | AII-2000 M | 903919903 | 2019-03-20 | 0 | 2020-03-20
1050747 | OXYGEN MONITORS | OXYGEN MONITORS | OXYGEN MONITORS | Active | MSH | MSH | MSH | NICU | 17 th Floor NICU | Analytical Industries Inc. | AII-2000 M | 903919905 | 2019-03-20 | 0 | 2020-03-20
1050748 | OXYGEN MONITORS | OXYGEN MONITORS | OXYGEN MONITORS | Active | MSH | MSH | MSH | NICU | 17 th Floor NICU | Analytical Industries Inc. | AII-2000 M | 903919904 | 2019-03-20 | 0 | 2020-03-20
1050752 | Transducer, TOCO | Transducer | Transducer, Fetal Monitoring | Active | MSH | MSH | 15U | Obstetrical Suite (L&D) | 15th Floor - University Side | Philips Healthcare | M2734B | DE43173706 | 2019-03-25 |  | 2020-03-26
1050753 | Transducer, TOCO | Transducer | Transducer, Fetal Monitoring | Active | MSH | MSH | 15U | Obstetrical Suite (L&D) | 15th Floor - University Side | Philips Healthcare | M2734B | DE43173695 | 2019-03-25 |  | 2020-03-26
1050755 | Transducer, TOCO | Transducer | Transducer, Fetal Monitoring | Active | MSH | MSH | 15U | Obstetrical Suite (L&D) | 15th Floor - University Side | Philips Healthcare | M2734B | DE43173716 | 2019-03-25 |  | 2020-03-26
1050768 | Monitors, Vital Signs | Monitors, Vital Signs | Monitors, Vital Signs | Active | MSH | MSH | 11S | Nursing 14S Medicine |  | Welch Allyn | 68MXTX - CVSM 6000 | 100062834918 | 2019-03-27 | 3146.8201 | 2020-03-27
1050770 | Vacuum Regulator | Vacuum Regulator | Vacuum Regulator | Active | MSH | MSH | 15U | Obstetrical Suite (L&D) | 15th Floor - University Side | Amvex Corporation | VR-C2DDHAY | C2AY000098 | 2019-03-27 |  | 2029-03-27
1050771 | Vacuum Regulator | Vacuum Regulator | Vacuum Regulator | Active | MSH | MSH | 15U | Obstetrical Suite (L&D) | 15th Floor - University Side | Amvex Corporation | VR-C2DDHAY | C2AY000100 | 2019-03-27 |  | 2029-03-27
1050772 | Vacuum Regulator | Vacuum Regulator | Vacuum Regulator | Active | MSH | MSH | 15U | Obstetrical Suite (L&D) | 15th Floor - University Side | Amvex Corporation | VR-C2DDHAY | C2AY000099 | 2019-03-27 |  | 2029-03-27
1050773 | INFUSION PUMPS, GENERAL PURPOSE | INFUSION PUMPS | INFUSION PUMPS, GENERAL PURPOSE | Active | MSH | MSH | 1 | Central Dispatch | MSH-LVP | Alaris Medical Systems | 8100 - LVP Module | 14691383 | 2017-09-01
1050810 | Vacuum Regulator | Vacuum Regulator | Vacuum Regulator | Active | MSH | MSH | 1 | Respiratory Therapy | 1st Floor | Amvex Corporation | VR-C3UDDHAY | VRA08766IK | 2019-03-29 |  | 2021-01-01 | Unit was never received properly. Putting it in under today's date, but the warranty for this unit (according to VitalAire) ends in 2021.
1050876 | Monitors, Vital Signs | Monitors, Vital Signs | Monitors, Vital Signs | Active | MSH | MSH | 3 | Emergency | Emergency | Welch Allyn | 68MXTX - CVSM 6000 | 100074265218 | 2019-03-27 | 3146.8201 | 2020-03-27
1050904 | Ultrasound | Scanning Systems | Scanning Systems, Ultrasonic | Active | MSH | OPG | 3rd Floor | Special Pregnancy Program-Fetal | SPP-HALL-D-4.5 | GE Healthcare | H48701XT - Voluson E10 | E70550 | 2019-03-29 | 0 | 2019-09-21 | AE: MSH_US_SPP_VOLD Probes: EM6C G2, 5694357, 226949KR6, 647624EM6C RM6C, KTI300849, 238232KR3 C1-5-D, 5261135, 731202WX8 9L-D, 5194432, 215995WP2 RIC5-9-D, KTI156991, 239785KR9 C2-9-D, 5405253, 346321YP3 IC5-9D, 5492351, 698476WX9 IC5-9D, 5492351, 692917WX8 IC5-9D, 5492351, 698504WX8
1050998 | Thermometers, Electronic, Infrared | Thermometers | Thermometers, Electronic, Infrared | Active | MSH | MSH | 4 | GIM FUNDING | General Internal Medicine | Cardinal Health Canada Inc | Genius 2 | N18519932 | 2018-03-08 | 195 | 2017-01-22 | Vendor replaced N15555759 to N13571131. VENDOR REPLACED N15602068 TO N15555759 vendor replaced N15602068 with N15508038
1051005 | Intraosseous Infusion Kits | Intraosseous Infusion Kits | Intraosseous Infusion Kits | Active | MSH | MSH | 3 | Emergency | 3rd (Main) Floor | Vidacare | EZ-IO | J91716 | 2019-04-08
1051030 | INFUSION PUMPS, GENERAL PURPOSE | INFUSION PUMPS | INFUSION PUMPS, GENERAL PURPOSE | Active | MSH | MSH | MSH | Central Dispatch | MSH-PC Unit | Alaris Medical Systems | 8015 - PCU | 14677886 | 2016-09-28 | 2100 | 2018-09-28 | NOTE: Unit had asset number 68695, which does not exist in TMS. Unit was last PM'd in early 2017. Copied asset from 68696 to create this one, and performing PM and battery swap today (April 9, 2019).
1051031 | Ultrasound | Scanning Systems | Scanning Systems, Ultrasonic | Active | MSH | MSH | 17U | NICU | 17th Floor | GE Healthcare | H45581DA - Vivid E95 | AU03581 | 2019-04-10 | 0 | 2020-04-09
1051046 | Monitors, Vital Signs | Monitors, Vital Signs | Monitors, Vital Signs | Active | BH | BH | 10N | Bridgepoint | 10th Floor | Welch Allyn | SPOT 420 | 201901507 | 2019-03-21
1051047 | Monitors, Vital Signs | Monitors, Vital Signs | Monitors, Vital Signs | Active | BH | BH | 10N | Bridgepoint | 10th Floor | Welch Allyn | SPOT 420 | 201902159 | 2019-03-21
1051048 | Monitors, Vital Signs | Monitors, Vital Signs | Monitors, Vital Signs | Active | BH | BH | 10N | Bridgepoint | 10th Floor | Welch Allyn | SPOT 420 | 201901497 | 2019-03-21
1051049 | Monitors, Vital Signs | Monitors, Vital Signs | Monitors, Vital Signs | Active | BH | BH | 10N | Bridgepoint | 10th Floor | Welch Allyn | SPOT 420 | 201902137 | 2019-03-21
1051050 | Monitors, Vital Signs | Monitors, Vital Signs | Monitors, Vital Signs | Active | BH | BH | 10N | Bridgepoint | 10th Floor | Welch Allyn | SPOT 420 | 201901730 | 2019-03-21
1051051 | Monitors, Vital Signs | Monitors, Vital Signs | Monitors, Vital Signs | Active | BH | BH | 10N | Bridgepoint | 10th Floor | Welch Allyn | SPOT 420 | 201902133 | 2019-03-21
1051052 | Monitors, Vital Signs | Monitors, Vital Signs | Monitors, Vital Signs | Active | BH | BH | 10N | Bridgepoint | 10th Floor | Welch Allyn | SPOT 420 | 201901502 | 2019-03-21
1051053 | Monitors, Vital Signs | Monitors, Vital Signs | Monitors, Vital Signs | Active | BH | BH | 10N | Bridgepoint | 10th Floor | Welch Allyn | SPOT 420 | 201902155 | 2019-03-21
1051054 | Monitors, Vital Signs | Monitors, Vital Signs | Monitors, Vital Signs | Active | BH | BH | 10N | Bridgepoint | 10th Floor | Welch Allyn | SPOT 420 | 201901485 | 2019-03-21
1051055 | Monitors, Vital Signs | Monitors, Vital Signs | Monitors, Vital Signs | Active | BH | BH | 10N | Bridgepoint | 10th Floor | Welch Allyn | SPOT 420 | 201902152 | 2019-03-21
1051085 | Monitors, Physiologic, Patient Transport | Monitors, Physiologic | Monitors, Physiologic, Patient Transport | Active | MSH | MSH | 16U | ECG Unit | 16th Floor - University Side | Philips Healthcare | MX100 867033 | DE61149654 | 2019-04-10
1051086 | Power Supplies | Power Supplies | Power Supplies | Active | MSH | MSH | 16U | ECG Unit | 16th Floor - University Side | Philips Healthcare | 867043 | PL43109221 | 2019-04-10
1051088 | Air-oxygen Blender | Air-oxygen Blender | Air-oxygen Blender | Active | MSH | MSH | 17U | Respiratory Therapy | NICU | Sechrist Industries | 3500HL - Air-Oxygen Mixer | H40683 | 1998-01-01 | 0 | 1999-01-01 | Copied asset from 63054.
1051089 | Air-oxygen Blender | Air-oxygen Blender | Air-oxygen Blender | Active | MSH | MSH | 17U | Respiratory Therapy | NICU | Sechrist Industries | 3500HL - Air-Oxygen Mixer | H43748 | 1998-01-01 | 0 | 1999-01-01 | Copied asset from 63054.
1051133 | Thermometers, Electronic, Thermistor/Thermocouple, Patient | Thermometers | Thermometers, Electronic, Thermistor/Thermocouple, Patient | Active | MSH | MSH | 17U | NICU | 17th Floor - University | Cardinal Health Canada Inc | Filac 3000 AD | A1951107X | 2018-10-22 | 249 | 2016-06-29
1051140 | Lights, Surgical | Lights | Lights, Surgical | Active | MSH | MSH | 3 | Emergency | Emergency | MAQUET CRITICAL CARE | Lucea 50 | 500489 | 2019-04-17 |  |  | Purchase by Ellis Don Corp. PO # CW2313773
1051161 | 700 Sequential Compression System | 700 Sequential Compression System | 700 Sequential Compression System | Active | MSH | MSH | 18 | Biomedical Engineering | ICU | The Kendall Company | 29525 | V1834419SX | 2019-02-25 | 1001
1051165 | BLADDER SCANNER | BLADDER SCANNER | BLADDER SCANNER | Active | BH | BH | 10N | Bridgepoint | 10th Floor | Mcube Technology Co Ltd | BioCon-700 | 2210LC0073 | 2019-04-01 |  | 2020-04-01
1051166 | Monitors, Vital Signs | Monitors, Vital Signs | Monitors, Vital Signs | Active | BH | BH | 10N | Bridgepoint | 10th Floor | Welch Allyn | SPOT 420 | N18536612 | 2019-04-01 | 0 | 2022-04-01
1051167 | Thermometers, Electronic, Infrared | Thermometers | Thermometers, Electronic, Infrared | Active | BH | BH | 10N | Bridgepoint | 10th Floor | Cardinal Health Canada Inc | Genius 2 | N18536612 | 2019-04-01 | 249 | 2022-04-01
1051168 | Thermometers, Electronic, Infrared | Thermometers | Thermometers, Electronic, Infrared | Active | BH | BH | 10N | Bridgepoint | 10th Floor | Cardinal Health Canada Inc | Genius 2 | N18536617 | 2019-04-01 | 249 | 2022-04-01
1051169 | Thermometers, Electronic, Infrared | Thermometers | Thermometers, Electronic, Infrared | Active | BH | BH | 10N | Bridgepoint | 10th Floor | Cardinal Health Canada Inc | Genius 2 | N18536352 | 2019-04-01 | 249 | 2022-04-01
1051170 | Thermometers, Electronic, Infrared | Thermometers | Thermometers, Electronic, Infrared | Active | BH | BH | 10N | Bridgepoint | 10th Floor | Cardinal Health Canada Inc | Genius 2 | N18536514 | 2019-04-01 | 249 | 2022-04-01
1051171 | Thermometers, Electronic, Infrared | Thermometers | Thermometers, Electronic, Infrared | Active | BH | BH | 10N | Bridgepoint | 10th Floor | Cardinal Health Canada Inc | Genius 3 | N18790833 | 2019-04-01 | 249 | 2022-04-01
1051172 | Thermometers, Electronic, Infrared | Thermometers | Thermometers, Electronic, Infrared | Active | BH | BH | 10N | Bridgepoint | 10th Floor | Cardinal Health Canada Inc | Genius 2 | N18536346 | 2019-04-01 | 249 | 2022-04-01
1051175 | Vacuum Pumps, Central | Vacuum Pumps | Vacuum Pumps, Central | Active | BH | BH | 10N | Bridgepoint | 10th Floor | LAERDAL MEDICAL CORP |  | 78471867697 | 2019-01-01
1051177 | 700 Sequential Compression System | 700 Sequential Compression System | 700 Sequential Compression System | Active | MSH | MSH | 15U | Obstetrical Suite (L&D) | 15th Floor - University Side | The Kendall Company | 29525 | V1618008SX | 2019-05-01 | 1001 |  | Note: Cardinal Health has rented us these units free of charge, but we will be buying our own consumables for them.
1051212 | Beds, Electric | Beds | Beds, Electric | Active | MSH | MSH | 16N | Mother & Baby | 16th Floor - North Side - Storage room | HILL-ROM CO INC | P7900B000028-Smart Bed | U004PF3108 | 2019-05-13 |  | 2024-05-13
1051213 | Beds, Electric | Beds | Beds, Electric | Active | MSH | MSH | 16N | 16N Med/Surg Temp Surge | Surge | HILL-ROM CO INC | P7900B000028-Smart Bed | U007PF3129 | 2019-05-13 |  | 2024-05-13 | Nov 12/24 - moved to 16N Surge
1051214 | Beds, Electric | Beds | Beds, Electric | Active | MSH | MSH | 16N | Mother & Baby | 16th Floor - North Side - Storage room | HILL-ROM CO INC | P7900B000028-Smart Bed | U009PF3257 | 2019-05-13 |  | 2024-05-13
1051215 | Beds, Electric | Beds | Beds, Electric | Active | MSH | MSH | 16N | 16N Med/Surg Temp Surge | Surge | HILL-ROM CO INC | P7900B000028-Smart Bed | U004PF3089 | 2019-05-13 |  | 2024-05-13 | Nov 12/24 - moved to 16N Surge
1051216 | Beds, Electric | Beds | Beds, Electric | Active | MSH | MSH | 16N | Mother & Baby | 16th Floor - North Side - Storage room | HILL-ROM CO INC | P7900B000028-Smart Bed | U007PF3119 | 2019-05-13 |  | 2024-05-13
1051217 | Beds, Electric | Beds | Beds, Electric | Active | MSH | MSH | 16N | Mother & Baby | 16th Floor - North Side - Storage room | HILL-ROM CO INC | P7900B000028-Smart Bed | U004PF3105 | 2019-05-13 |  | 2024-05-13
1051218 | Beds, Electric | Beds | Beds, Electric | Active | MSH | MSH | 16N | 16N Med/Surg Temp Surge | Surge | HILL-ROM CO INC | P7900B000028-Smart Bed | U004PF3102 | 2019-05-13 |  | 2024-05-13 | Nov 12/24 - moved to 16N Surge
1051219 | Beds, Electric | Beds | Beds, Electric | Active | MSH | MSH | 16N | 16N Med/Surg Temp Surge | Surge | HILL-ROM CO INC | P7900B000028-Smart Bed | U007PF3125 | 2019-05-13 |  | 2024-05-13 | Nov 12/24 - moved to 16N Surge
1051220 | Beds, Electric | Beds | Beds, Electric | Active | MSH | MSH | 16N | 16N Med/Surg Temp Surge | Surge | HILL-ROM CO INC | P7900B000028-Smart Bed | U007PF3141 | 2019-05-13 |  | 2024-05-13 | Nov 12/24 - moved to 16N Surge
1051221 | Beds, Electric | Beds | Beds, Electric | Active | MSH | MSH | 16N | Mother & Baby | 16th Floor - North Side - Storage room | HILL-ROM CO INC | P7900B000028-Smart Bed | U007PF3145 | 2019-05-13 |  | 2024-05-13
1051222 | Beds, Electric | Beds | Beds, Electric | Active | MSH | MSH | 16N | 16N Med/Surg Temp Surge | Surge | HILL-ROM CO INC | P7900B000028-Smart Bed | U007PF3121 | 2019-05-13 |  | 2024-05-13 | Nov 12/24 - moved to 16N Surge
1051223 | Beds, Electric | Beds | Beds, Electric | Active | MSH | MSH | 16N | Mother & Baby | 16th Floor - North Side - Storage room | HILL-ROM CO INC | P7900B000028-Smart Bed | U007PF3135 | 2019-05-13 |  | 2024-05-13
1051224 | Beds, Electric | Beds | Beds, Electric | Active | MSH | MSH | 16N | 16N Med/Surg Temp Surge | Surge | HILL-ROM CO INC | P7900B000028-Smart Bed | U007PF3111 | 2019-05-13 |  | 2024-05-13 | Nov 12/24 - moved to 16N Surge
1051230 | Vacuum Pumps, Central | Vacuum Pumps | Vacuum Pumps, Central | Active | BH | BH | CSR | Bridgepoint | Basement (CSR) | LAERDAL MEDICAL CORP |  | 78241863480 | 2019-01-01
1051231 | Vacuum Pumps, Central | Vacuum Pumps | Vacuum Pumps, Central | Active | BH | BH | CSR | Bridgepoint | Basement (CSR) | LAERDAL MEDICAL CORP |  | 78241863480 | 2019-01-01
1051232 | Vacuum Pumps, Central | Vacuum Pumps | Vacuum Pumps, Central | Active | BH | BH | CSR | Bridgepoint | Basement (CSR) | LAERDAL MEDICAL CORP |  | 78211862976 | 2019-01-01
1051233 | Vacuum Pumps, Central | Vacuum Pumps | Vacuum Pumps, Central | Active | BH | BH | CSR | Bridgepoint | Basement (CSR) | LAERDAL MEDICAL CORP |  | 78211862974 | 2019-01-01
1051234 | Vacuum Pumps, Central | Vacuum Pumps | Vacuum Pumps, Central | Active | BH | BH | CSR | Bridgepoint | Basement (CSR) | LAERDAL MEDICAL CORP |  | 78471867700 | 2019-01-01
1051235 | Vacuum Pumps, Central | Vacuum Pumps | Vacuum Pumps, Central | Active | BH | BH | CSR | Bridgepoint | Basement (CSR) | LAERDAL MEDICAL CORP |  | 78241863482 | 2019-01-01
1051245 | Scales, Patient, Floor | Scales | Scales, Patient, Floor | Active | MSH | IVF-Dundas | 7 | IVF Clinic | 7th Floor | Tanita | BWB-800 | 12040606 | 2019-05-16 |  |  | Tanita Corporation, model BWB-800
1051249 | Blood Pressure Monitor with ComFit Cuff | Blood Pressure Monitor with ComFit Cuff | Blood Pressure Monitor with ComFit Cuff | Active | MSH | IVF-Dundas | 7 | IVF Clinic | 7th Floor | TYCOS INTRUMENTS INC | 303000 | 110118071224 | 2019-05-16
1051250 | Monitors, Vital Signs | Monitors, Vital Signs | Monitors, Vital Signs | Active | MSH | IVF-Dundas | 7 | IVF Clinic | 7th Floor | Welch Allyn | 53000 | 200402166 | 2019-05-16 |  | 2020-05-16
1051251 | Blood Pressure Monitor with ComFit Cuff | Blood Pressure Monitor with ComFit Cuff | Blood Pressure Monitor with ComFit Cuff | Active | MSH | IVF-Dundas | 7 | IVF Clinic | 7th Floor | Welch Allyn | 53000 | 100051262616 | 2019-05-16 |  | 2020-05-16
1051252 | Blood Pressure Monitor with ComFit Cuff | Blood Pressure Monitor with ComFit Cuff | Blood Pressure Monitor with ComFit Cuff | Active | MSH | IVF-Dundas | 7 | IVF Clinic | 7th Floor | Welch Allyn | 53000 | 100018201016 | 2019-05-16 |  | 2020-05-16
1051253 | Scales, Patient, Floor | Scales | Scales, Patient, Floor | Active | MSH | IVF-Dundas | 7 | IVF Clinic | 7th Floor | DETECTO SCALE CO. |  | C16024997 | 2019-05-16
1051254 | Blood Pressure Monitor with ComFit Cuff | Blood Pressure Monitor with ComFit Cuff | Blood Pressure Monitor with ComFit Cuff | Active | MSH | IVF-Dundas | 7 | IVF Clinic | 7th Floor | TYCOS INTRUMENTS INC | 303000 | 110118060028 | 2019-05-16 |  | 2020-05-16
1051255 | Monitors, Vital Signs | Monitors, Vital Signs | Monitors, Vital Signs | Active | MSH | IVF-Dundas | 7 | IVF Clinic | 7th Floor | Edan Instruments Inc | Edan-M3 | 302126-M18503380001 | 2019-05-16 |  |  | Manufacturer: Edan Instruments. Model M3
1051256 | Monitors, Vital Signs | Monitors, Vital Signs | Monitors, Vital Signs | Active | MSH | IVF-Dundas | 7 | IVF Clinic | 7th Floor | Edan Instruments Inc | Edan-M3 | 302126-M1870793001 | 2019-05-16 |  |  | Manufacturer: Edan Instruments; Model M3
1051257 | Blood Pressure Monitor with ComFit Cuff | Blood Pressure Monitor with ComFit Cuff | Blood Pressure Monitor with ComFit Cuff | Active | MSH | IVF-Dundas | 7 | IVF Clinic | 7th Floor | TYCOS INTRUMENTS INC | 303000 | 110128090926 | 2019-05-16 |  | 2020-05-16
1051259 | Scales, Patient, Floor | Scales | Scales, Patient, Floor | Active | MSH | IVF-Dundas | 7 | IVF Clinic | 7th Floor | DETECTO SCALE CO. | 758C | E31500-0017 | 2019-05-16 |  | 2020-05-16
1051261 | Blood Pressure Monitor with ComFit Cuff | Blood Pressure Monitor with ComFit Cuff | Blood Pressure Monitor with ComFit Cuff | Active | MSH | IVF-Dundas | 7 | IVF Clinic | 7th Floor | Welch Allyn |  | 110117184337 | 2019-05-16
1051263 | Blood Pressure Monitor with ComFit Cuff | Blood Pressure Monitor with ComFit Cuff | Blood Pressure Monitor with ComFit Cuff | Active | MSH | IVF-Dundas | 7 | IVF Clinic | 7th Floor | TYCOS INTRUMENTS INC | 303000 | 160620125475 | 2019-05-16 |  | 2020-05-16
1051268 | Transducer, Fetal Monitoring | Transducer | Transducer, Fetal Monitoring | Active | MSH | MSH | 15U | Obstetrical Suite (L&D) | 15th Floor - University Side | Philips Healthcare | 866075 | DE44901602 | 2019-05-16 |  | 2020-05-15
1051270 | Transducer, Fetal Monitoring | Transducer | Transducer, Fetal Monitoring | Active | MSH | MSH | 15U | Obstetrical Suite (L&D) | 15th Floor - University Side | Philips Healthcare | 866075 | DE44910154 | 2019-05-16 |  | 2020-05-15
1051271 | Transducer, Fetal Monitoring | Transducer | Transducer, Fetal Monitoring | Active | MSH | MSH | 15U | Obstetrical Suite (L&D) | 15th Floor - University Side | Philips Healthcare | 866075 | DE44910143 | 2019-05-16 |  | 2020-05-15
1051272 | Transducer, Fetal Monitoring | Transducer | Transducer, Fetal Monitoring | Active | MSH | MSH | 15U | Obstetrical Suite (L&D) | 15th Floor - University Side | Philips Healthcare | 866075 | DE44910065 | 2019-05-16 |  | 2020-05-15
1051273 | Transducer, Fetal Monitoring | Transducer | Transducer, Fetal Monitoring | Active | MSH | MSH | 15U | Obstetrical Suite (L&D) | 15th Floor - University Side | Philips Healthcare | 866075 | DE44910155 | 2019-05-16 |  | 2020-05-15
1051274 | Transducer, Fetal Monitoring | Transducer | Transducer, Fetal Monitoring | Active | MSH | MSH | 15U | Obstetrical Suite (L&D) | 15th Floor - University Side | Philips Healthcare | 866075 | DE44910159 | 2019-05-16 |  | 2020-05-15
1051276 | Transducer, Fetal Monitoring | Transducer | Transducer, Fetal Monitoring | Active | MSH | MSH | 15U | Obstetrical Suite (L&D) | 15th Floor - University Side | Philips Healthcare | 866075 | DE44910142 | 2019-05-16 |  | 2020-05-15
1051280 | Transducer, Fetal Monitoring | Transducer | Transducer, Fetal Monitoring | Active | MSH | MSH | 15U | Obstetrical Suite (L&D) | 15th Floor - University Side | Philips Healthcare | 866075 | DE44910076 | 2019-05-16 |  | 2020-05-15
1051282 | Transducer, Fetal Monitoring | Transducer | Transducer, Fetal Monitoring | Active | MSH | MSH | 15U | Obstetrical Suite (L&D) | 15th Floor - University Side | Philips Healthcare | 866075 | DE44901658 | 2019-05-16 |  | 2020-05-15
1051285 | Transducer, Fetal Monitoring | Transducer | Transducer, Fetal Monitoring | Active | MSH | MSH | 15U | Obstetrical Suite (L&D) | 15th Floor - University Side | Philips Healthcare | 866075 | DE44910069 | 2019-05-16 |  | 2020-05-15
1051286 | Transducer, Fetal Monitoring | Transducer | Transducer, Fetal Monitoring | Active | MSH | MSH | 15U | Obstetrical Suite (L&D) | 15th Floor - University Side | Philips Healthcare | 866075 | DE44910150 | 2019-05-16 |  | 2020-05-15
1051287 | Transducer, Fetal Monitoring | Transducer | Transducer, Fetal Monitoring | Active | MSH | MSH | 15U | Obstetrical Suite (L&D) | 15th Floor - University Side | Philips Healthcare | 866075 | DE44910141 | 2019-05-16 |  | 2020-05-15
1051289 | Transducer, Fetal Monitoring | Transducer | Transducer, Fetal Monitoring | Active | MSH | MSH | 15U | Obstetrical Suite (L&D) | 15th Floor - University Side | Philips Healthcare | 866075 | DE44910147 | 2019-05-16 |  | 2020-05-15
1051290 | Transducer, Fetal Monitoring | Transducer | Transducer, Fetal Monitoring | Active | MSH | MSH | 15U | Obstetrical Suite (L&D) | 15th Floor - University Side | Philips Healthcare | 866075 | DE44901647 | 2019-05-16 |  | 2020-05-15
1051294 | Transducer, Fetal Monitoring | Transducer | Transducer, Fetal Monitoring | Active | MSH | MSH | 15U | Obstetrical Suite (L&D) | 15th Floor - University Side | Philips Healthcare | 866075 | DE44910149 | 2019-05-16 |  | 2020-05-15
1051295 | Transducer, Fetal Monitoring | Transducer | Transducer, Fetal Monitoring | Active | MSH | MSH | 15U | Obstetrical Suite (L&D) | 15th Floor - University Side | Philips Healthcare | 866075 | DE44910144 | 2019-05-16 |  | 2020-05-15
1051296 | Transducer, Fetal Monitoring | Transducer | Transducer, Fetal Monitoring | Active | MSH | MSH | 15U | Obstetrical Suite (L&D) | 15th Floor - University Side | Philips Healthcare | 866076 | DE45016544 | 2019-05-16 |  | 2020-05-15
1051297 | Transducer, Fetal Monitoring | Transducer | Transducer, Fetal Monitoring | Active | MSH | MSH | 15U | Obstetrical Suite (L&D) | 15th Floor - University Side | Philips Healthcare | 866076 | DE45016371 | 2019-05-16 |  | 2020-05-15
1051298 | Transducer, Fetal Monitoring | Transducer | Transducer, Fetal Monitoring | Active | MSH | MSH | 15U | Obstetrical Suite (L&D) | 15th Floor - University Side | Philips Healthcare | 866076 | DE45016393 | 2019-05-16 |  | 2020-05-15
1051299 | Transducer, Fetal Monitoring | Transducer | Transducer, Fetal Monitoring | Active | MSH | MSH | 15U | Obstetrical Suite (L&D) | 15th Floor - University Side | Philips Healthcare | 866076 | DE45016386 | 2019-05-16 |  | 2020-05-15
1051300 | Transducer, Fetal Monitoring | Transducer | Transducer, Fetal Monitoring | Active | MSH | MSH | 15U | Obstetrical Suite (L&D) | 15th Floor - University Side | Philips Healthcare | 866076 | DE45016540 | 2019-05-16 |  | 2020-05-15
1051303 | Transducer, Fetal Monitoring | Transducer | Transducer, Fetal Monitoring | Active | MSH | MSH | 15U | Obstetrical Suite (L&D) | 15th Floor - University Side | Philips Healthcare | 866076 | DE45016400 | 2019-05-16 |  | 2020-05-15
1051304 | Transducer, Fetal Monitoring | Transducer | Transducer, Fetal Monitoring | Active | MSH | MSH | 15U | Obstetrical Suite (L&D) | 15th Floor - University Side | Philips Healthcare | 866076 | DE45016538 | 2019-05-16 |  | 2020-05-15
1051305 | Transducer, Fetal Monitoring | Transducer | Transducer, Fetal Monitoring | Active | MSH | MSH | 15U | Obstetrical Suite (L&D) | 15th Floor - University Side | Philips Healthcare | 866076 | DE45016369 | 2019-05-16 |  | 2020-05-15
1051306 | Transducer, Fetal Monitoring | Transducer | Transducer, Fetal Monitoring | Active | MSH | MSH | 15U | Obstetrical Suite (L&D) | 15th Floor - University Side | Philips Healthcare | 866076 | DE45016375 | 2019-05-16 |  | 2020-05-15
1051307 | Transducer, Fetal Monitoring | Transducer | Transducer, Fetal Monitoring | Active | MSH | MSH | 15U | Obstetrical Suite (L&D) | 15th Floor - University Side | Philips Healthcare | 866076 | DE45001963 | 2019-05-16 |  | 2020-05-15
1051308 | Transducer, Fetal Monitoring | Transducer | Transducer, Fetal Monitoring | Active | MSH | MSH | 15U | Obstetrical Suite (L&D) | 15th Floor - University Side | Philips Healthcare | 866076 | DE45016398 | 2019-05-16 |  | 2020-05-15
1051309 | Transducer, Fetal Monitoring | Transducer | Transducer, Fetal Monitoring | Active | MSH | MSH | 15U | Obstetrical Suite (L&D) | 15th Floor - University Side | Philips Healthcare | 866076 | DE45016397 | 2019-05-16 |  | 2020-05-15
1051310 | Transducer, Fetal Monitoring | Transducer | Transducer, Fetal Monitoring | Active | MSH | MSH | 15U | Obstetrical Suite (L&D) | 15th Floor - University Side | Philips Healthcare | 866076 | DE45016390 | 2019-05-16 |  | 2020-05-15
1051311 | Transducer, Fetal Monitoring | Transducer | Transducer, Fetal Monitoring | Active | MSH | MSH | 15U | Obstetrical Suite (L&D) | 15th Floor - University Side | Philips Healthcare | 866076 | DE45016505 | 2019-05-16 |  | 2020-05-15
1051312 | Transducer, Fetal Monitoring | Transducer | Transducer, Fetal Monitoring | Active | MSH | MSH | 15U | Obstetrical Suite (L&D) | 15th Floor - University Side | Philips Healthcare | 866076 | DE45016504 | 2019-05-16 |  | 2020-05-15
1051313 | Transducer, Fetal Monitoring | Transducer | Transducer, Fetal Monitoring | Active | MSH | MSH | 15U | Obstetrical Suite (L&D) | 15th Floor - University Side | Philips Healthcare | 866076 | DE45016387 | 2019-05-16 |  | 2020-05-15
1051314 | Transducer, Fetal Monitoring | Transducer | Transducer, Fetal Monitoring | Active | MSH | MSH | 15U | Obstetrical Suite (L&D) | 15th Floor - University Side | Philips Healthcare | 866076 | DE45016539 | 2019-05-16 |  | 2020-05-15
1051315 | Transducer, Fetal Monitoring | Transducer | Transducer, Fetal Monitoring | Active | MSH | MSH | 15U | Obstetrical Suite (L&D) | 15th Floor - University Side | Philips Healthcare | 866076 | DE45016391 | 2019-05-16 |  | 2020-05-15
1051316 | Transducer, Fetal Monitoring | Transducer | Transducer, Fetal Monitoring | Active | MSH | MSH | 15U | Obstetrical Suite (L&D) | 15th Floor - University Side | Philips Healthcare | 866076 | DE45016546 | 2019-05-16 |  | 2020-05-15
1051321 | Lights, Surgical | Lights | Lights, Surgical | Active | MSH | MSH | 3 | Emergency | Emergency | MAQUET CRITICAL CARE | Lucea 50 | 500488 | 2019-05-24 |  |  | Purchase by Ellis Don Corp. PO # CW2313773
1051324 | Monitors, Vital Signs | Monitors, Vital Signs | Monitors, Vital Signs | Active | MSH | OPG | 3rd Floor | Special Pregnancy Program - Maternal | SPP | Welch Allyn | 74MT | 100094201119 | 2019-05-28 |  | 2021-05-28 | Model 75MT not available on drop down list.
1051326 | Monitors, Vital Signs | Monitors, Vital Signs | Monitors, Vital Signs | Active | MSH | OPG | 8th Floor | Women's Unit-OPG | 8th Floor | Welch Allyn | 74MT | 100094121119 | 2019-05-28 |  | 2021-05-28 | Model 75MT not available on drop down list.
1051327 | Monitors, Vital Signs | Monitors, Vital Signs | Monitors, Vital Signs | Active | MSH | MSH | 16U | Heart Function Clinic | Pacemaker Clinic | Welch Allyn | 74MT | 100094431119 | 2019-05-28 |  | 2021-05-28 | Model 75MT not available on drop down list.
1051328 | Monitors, Vital Signs | Monitors, Vital Signs | Monitors, Vital Signs | Active | MSH | MSH | 17M | Mother & Baby | 17 - Murray | Welch Allyn | 74MT | 100094231119 | 2019-05-28 |  | 2021-05-28 | Model 75MT not available on drop down list.
1051341 | Thermometers, Electronic | Thermometers | Thermometers, Electronic | Active | MSH | MSH | 17M | Mother & Baby | MBU | Welch Allyn | 692-Sure Temp Plus | 21-18508180 | 2019-05-29
1051342 | Thermometers, Electronic | Thermometers | Thermometers, Electronic | Active | MSH | MSH | 17M | Mother & Baby | MBU | Welch Allyn | 692-Sure Temp Plus | 21-18507837 | 2019-05-29
1051343 | Thermometers, Electronic | Thermometers | Thermometers, Electronic | Active | MSH | MSH | 17M | Mother & Baby | MBU | Welch Allyn | 692-Sure Temp Plus | 21-18508118 | 2019-05-29
1051344 | Thermometers, Electronic | Thermometers | Thermometers, Electronic | Active | MSH | MSH | 17M | Mother & Baby | MBU | Welch Allyn | 692-Sure Temp Plus | 21-18105410 | 2019-05-29
1051345 | Thermometers, Electronic | Thermometers | Thermometers, Electronic | Active | MSH | MSH | 17M | Mother & Baby | MBU | Welch Allyn | 692-Sure Temp Plus | 21-18504312 | 2019-05-29
1051346 | Pumps, Breast | Pumps | Pumps, Breast | Active | MSH | MSH | 17M | Mother & Baby | MBU | Ameda Inc | 17803 - Platinum | 171193 | 2019-03-12 | 2225 | 2022-05-29
1051347 | Pumps, Breast | Pumps | Pumps, Breast | Active | MSH | MSH | 17M | Mother & Baby | MBU | Ameda Inc | 17803 - Platinum | 171200 | 2019-03-12 | 2225 | 2022-05-29
1051348 | Pumps, Breast | Pumps | Pumps, Breast | Active | MSH | MSH | 17M | Mother & Baby | MBU | Ameda Inc | 17803 - Platinum | 171172 | 2019-05-29 | 2225 | 2022-05-29
1051349 | Pumps, Breast | Pumps | Pumps, Breast | Active | MSH | MSH | 17M | Mother & Baby | MBU | Ameda Inc | 17803 - Platinum | 171175 | 2019-05-29 | 2225 | 2022-05-29
1051350 | Pumps, Breast | Pumps | Pumps, Breast | Active | MSH | MSH | 17M | Mother & Baby | MBU | Ameda Inc | 17803 - Platinum | 171247 | 2019-05-29 | 2225 | 2022-05-29
1051354 | Handheld Doppler Without Display | Handheld Doppler Without Display | Handheld Doppler Without Display | Active | MSH | MSH | 15U | Obstetrical Suite (L&D) | 15th Floor - University Side | WALLACH SURGICAL DEVICES INC | L250-SD8 | 2018100121 | 2019-05-29 | 1 | 2020-05-29 | Comes with 8 MHz vascular probe.
1051355 | Thermometers, Electronic | Thermometers | Thermometers, Electronic | Active | MSH | MSH | 17M | Mother & Baby | MBU | Welch Allyn | 692-Sure Temp Plus | 21-18105429 | 2019-05-29
1051356 | Phototherapy Units, Visible Light, Hyperbilirubinemia | Phototherapy Units | Phototherapy Units, Visible Light, Hyperbilirubinemia | Active | MSH | MSH | 17M | Mother & Baby | 17th Floor - Murray Side | NATUS NEUROLOGY | Neoblue | 33520 | 2019-05-29 | 4067 | 2020-05-29
1051357 | Phototherapy Units, Visible Light, Hyperbilirubinemia | Phototherapy Units | Phototherapy Units, Visible Light, Hyperbilirubinemia | Active | MSH | MSH | 17M | Mother & Baby | 17th Floor - Murray Side | NATUS NEUROLOGY | Neoblue | 33525 | 2019-05-29 | 4067 | 2020-05-29
1051358 | Phototherapy Units, Visible Light, Hyperbilirubinemia | Phototherapy Units | Phototherapy Units, Visible Light, Hyperbilirubinemia | Active | MSH | MSH | 17M | Mother & Baby | 17th Floor - Murray Side | NATUS NEUROLOGY | Neoblue | 33828 | 2019-05-29 | 4067 | 2020-05-29
1051359 | Phototherapy Units, Visible Light, Hyperbilirubinemia | Phototherapy Units | Phototherapy Units, Visible Light, Hyperbilirubinemia | Active | MSH | MSH | 17M | Mother & Baby | 17th Floor - Murray Side | NATUS NEUROLOGY | Neoblue | 1051359 | 2019-05-29 | 4067 | 2020-05-29
1051360 | Pulse CO-Oximeter | Pulse CO-Oximeter | Pulse CO-Oximeter | Active | MSH | MSH | 17M | Mother & Baby | MBU | MASIMO | Radical-7 | 1000125127 | 2019-05-29 | 2774 | 2015-09-26 | -Monitor. -P. O # Part of the Masimo Project
1051361 | Pulse CO-Oximeter | Pulse CO-Oximeter | Pulse CO-Oximeter | Active | MSH | MSH | 17M | Mother & Baby | MBU | MASIMO | Radical-7 | 1000130586 | 2019-05-29 | 2774 | 2015-09-26 | -Monitor. -P. O # Part of the Masimo Project
1051362 | Pulse CO-Oximeter | Pulse CO-Oximeter | Pulse CO-Oximeter | Active | MSH | MSH | 17M | Mother & Baby | MBU | MASIMO | Radical-7 | 1000130523 | 2019-05-29 | 2774 | 2015-09-26 | -Monitor. -P. O # Part of the Masimo Project
1051363 | Pulse CO-Oximeter | Pulse CO-Oximeter | Pulse CO-Oximeter | Active | MSH | MSH | 17M | Mother & Baby | MBU | MASIMO | Radical-7 | 1000126316 | 2019-05-29 | 2774 | 2015-09-26 | -Monitor. -P. O # Part of the Masimo Project
1051364 | Pulse CO-Oximeter Dock | Pulse CO-Oximeter | Pulse CO-Oximeter | Active | MSH | MSH | 17M | Mother & Baby | MBU | MASIMO | Radical-7 Dock | 316532 | 2019-05-29 | 2774 | 2015-09-26 | -Docking Stn. -P. O # Part of the Masimo Project
1051365 | Pulse CO-Oximeter Dock | Pulse CO-Oximeter | Pulse CO-Oximeter | Active | MSH | MSH | 17M | Mother & Baby | MBU | MASIMO | Radical-7 Dock | 316513 | 2019-05-29 | 2774 | 2015-09-26 | -Docking Stn. -P. O # Part of the Masimo Project
1051366 | Pulse CO-Oximeter Dock | Pulse CO-Oximeter | Pulse CO-Oximeter | Active | MSH | MSH | 17M | Mother & Baby | MBU | MASIMO | Radical-7 Dock | 316524 | 2019-05-29 | 2774 | 2015-09-26 | -Docking Stn. -P. O # Part of the Masimo Project
1051367 | Pulse CO-Oximeter Dock | Pulse CO-Oximeter | Pulse CO-Oximeter | Active | MSH | MSH | 17M | Mother & Baby | MBU | MASIMO | Radical-7 Dock | 316359 | 2019-05-29 | 2774 | 2015-09-26 | -Docking Stn. -P. O # Part of the Masimo Project
1051368 | Handheld Doppler Without Display | Handheld Doppler Without Display | Handheld Doppler Without Display | Active | MSH | MSH | 18 | ICU | ICU | WALLACH SURGICAL DEVICES INC | L250-SD8 | 2018100003 | 2019-05-29 | 1 | 2020-05-29 | Comes with 8 MHz vascular probe.
1051369 | INFUSION PUMPS, GENERAL PURPOSE | INFUSION PUMPS | INFUSION PUMPS, GENERAL PURPOSE | Active | MSH | MSH | MSH | Central Dispatch | MSH-LVP | Alaris Medical Systems | 8100 - LVP Module | 15508287 | 2019-05-30 | 1200 | 2019-03-21 | unit warranty started on March 21, 2019 however, received unit today for check-in
1051370 | INFUSION PUMPS, GENERAL PURPOSE | INFUSION PUMPS | INFUSION PUMPS, GENERAL PURPOSE | Active | MSH | MSH | MSH | Central Dispatch | MSH-LVP | Alaris Medical Systems | 8100 - LVP Module | 15508250 | 2019-05-30 | 1200 | 2019-03-21 | unit warranty started on March 21, 2019 however, received unit today for check-in
1051371 | INFUSION PUMPS, GENERAL PURPOSE | INFUSION PUMPS | INFUSION PUMPS, GENERAL PURPOSE | Active | MSH | MSH | MSH | Central Dispatch | MSH-LVP | Alaris Medical Systems | 8100 - LVP Module | 15508286 | 2019-05-30 | 1200 | 2019-03-21 | unit warranty started on March 21, 2019 however, received unit today for check-in
1051372 | INFUSION PUMPS, GENERAL PURPOSE | INFUSION PUMPS | INFUSION PUMPS, GENERAL PURPOSE | Active | MSH | MSH | MSH | Central Dispatch | MSH-LVP | Alaris Medical Systems | 8100 - LVP Module | 15508289 | 2019-05-30 | 1200 | 2019-03-21 | unit warranty started on March 21, 2019 however, received unit today for check-in
1051373 | INFUSION PUMPS, GENERAL PURPOSE | INFUSION PUMPS | INFUSION PUMPS, GENERAL PURPOSE | Active | MSH | MSH | MSH | Central Dispatch | MSH-LVP | Alaris Medical Systems | 8100 - LVP Module | 15508253 | 2019-05-30 | 1200 | 2019-03-21 | unit warranty started on March 21, 2019 however, received unit today for check-in
1051374 | INFUSION PUMPS, GENERAL PURPOSE | INFUSION PUMPS | INFUSION PUMPS, GENERAL PURPOSE | Active | MSH | MSH | MSH | Central Dispatch | MSH-PC Unit | Alaris Medical Systems | 8015 - PCU | 15496432 | 2019-03-21 | 2100 | 2020-03-21 | unit warranty started on March 21, 2019 and unit was not received until May 29, 2019
1051375 | INFUSION PUMPS, GENERAL PURPOSE | INFUSION PUMPS | INFUSION PUMPS, GENERAL PURPOSE | Active | MSH | MSH | MSH | Central Dispatch | MSH-PC Unit | Alaris Medical Systems | 8015 - PCU | 15496079 | 2019-03-21 | 2100 | 2020-03-21 | unit warranty started on March 21, 2019 and unit was not received until May 29, 2019
1051376 | INFUSION PUMPS, GENERAL PURPOSE | INFUSION PUMPS | INFUSION PUMPS, GENERAL PURPOSE | Active | MSH | MSH | MSH | Central Dispatch | MSH-PC Unit | Alaris Medical Systems | 8015 - PCU | 15496016 | 2019-03-21 | 2100 | 2020-03-21 | unit warranty started on March 21, 2019 and unit was not received until May 29, 2019
1051377 | INFUSION PUMPS, GENERAL PURPOSE | INFUSION PUMPS | INFUSION PUMPS, GENERAL PURPOSE | Active | MSH | MSH | MSH | Central Dispatch | MSH-PC Unit | Alaris Medical Systems | 8015 - PCU | 15496481 | 2019-03-21 | 2100 | 2020-03-21 | unit warranty started on March 21, 2019 and unit was not received until May 29, 2019
1051378 | INFUSION PUMPS, GENERAL PURPOSE | INFUSION PUMPS | INFUSION PUMPS, GENERAL PURPOSE | Active | MSH | MSH | MSH | Central Dispatch | MSH-PC Unit | Alaris Medical Systems | 8015 - PCU | 15496133 | 2019-03-21 | 2100 | 2020-03-21 | unit warranty started on March 21, 2019 and unit was not received until May 29, 2019
1051379 | Scales, Infant | Scales | Scales, Infant | Active | MSH | MSH | 17M | Mother & Baby | MBU | SCALE-TRONIX INC | 4802D-AX-XB | U107206190466 | 2019-03-12 |  | 2020-03-12 | Purchased mobile cart with unit at a cost of $1251.00 Vendor: Global Medical Products Inc.
1051383 | Phototherapy Units, Visible Light, Hyperbilirubinemia | Phototherapy Units | Phototherapy Units, Visible Light, Hyperbilirubinemia | Active | MSH | MSH | 17M | Mother & Baby | 17th Floor - Murray Side | GE Healthcare | BiliSoft | HFAY60174 | 2019-05-31 | 4001 | 2020-05-31
1051384 | Phototherapy Units, Visible Light, Hyperbilirubinemia | Phototherapy Units | Phototherapy Units, Visible Light, Hyperbilirubinemia | Active | MSH | MSH | 17M | Mother & Baby | 17th Floor - Murray Side | GE Healthcare | BiliSoft | HFAY60171 | 2019-05-31 | 4001 | 2020-05-31
1051386 | Phototherapy Units, Visible Light, Hyperbilirubinemia | Phototherapy Units | Phototherapy Units, Visible Light, Hyperbilirubinemia | Active | MSH | MSH | 17M | Mother & Baby | 17th Floor - Murray Side | GE Healthcare | BiliSoft | HFAY60170 | 2019-05-31 | 4001 | 2020-05-31
1051388 | Transducer, TOCO | Transducer | Transducer, Fetal Monitoring | Active | MSH | MSH | 15U | Obstetrical Suite (L&D) | 15th Floor - University Side | Philips Healthcare | M2734B | DE43175014 | 2019-05-28 |  | 2020-05-27
1051389 | Transducer, TOCO | Transducer | Transducer, Fetal Monitoring | Active | MSH | MSH | 15U | Obstetrical Suite (L&D) | 15th Floor - University Side | Philips Healthcare | M2734B | DE43175053 | 2019-05-28 |  | 2020-05-27
1051390 | Transducer, TOCO | Transducer | Transducer, Fetal Monitoring | Active | MSH | MSH | 15U | Obstetrical Suite (L&D) | 15th Floor - University Side | Philips Healthcare | M2734B | DE43175047 | 2019-05-28 |  | 2020-05-27
1051391 | Transducer, TOCO | Transducer | Transducer, Fetal Monitoring | Active | MSH | MSH | 15U | Obstetrical Suite (L&D) | 15th Floor - University Side | Philips Healthcare | M2734B | DE43175012 | 2019-05-28 |  | 2020-05-27
1051401 | Detectors, Fetal Heart, Ultrasonic | SH Detectors | Detectors, Fetal Heart, Ultrasonic | Active | MSH | OPG | 3rd Floor | Women's Unit-OPG | 3rd Floor | HUNTLEIGH TECHNOLOGY INC | FD1 | FD1PX34268817 | 2019-06-05
1051403 | Detectors, Fetal Heart, Ultrasonic | SH Detectors | Detectors, Fetal Heart, Ultrasonic | Active | MSH | OPG | 3rd Floor | Women's Unit-OPG | 3rd Floor | HUNTLEIGH TECHNOLOGY INC | FD1 | FD1PX34896619 | 2019-06-05
1051404 | Detectors, Fetal Heart, Ultrasonic | SH Detectors | Detectors, Fetal Heart, Ultrasonic | Active | MSH | OPG | 3rd Floor | Women's Unit-OPG | 3rd Floor | HUNTLEIGH TECHNOLOGY INC | FD1 | FD1PX24142016 | 2019-06-05
1051405 | Detectors, Fetal Heart, Ultrasonic | SH Detectors | Detectors, Fetal Heart, Ultrasonic | Active | MSH | OPG | 3rd Floor | Women's Unit-OPG | 3rd Floor | HUNTLEIGH TECHNOLOGY INC | FD1 | FD1PX34268517 | 2019-06-05
1051406 | Detectors, Fetal Heart, Ultrasonic | SH Detectors | Detectors, Fetal Heart, Ultrasonic | Active | MSH | OPG | 3rd Floor | Women's Unit-OPG | 3rd Floor | HUNTLEIGH TECHNOLOGY INC | FD1 | FD1PX34848618 | 2019-06-05
1051407 | Detectors, Fetal Heart, Ultrasonic | SH Detectors | Detectors, Fetal Heart, Ultrasonic | Active | MSH | OPG | 3rd Floor | Women's Unit-OPG | 3rd Floor | HUNTLEIGH TECHNOLOGY INC | FD1 | FD1PX34850818 | 2019-06-05
1051408 | Detectors, Fetal Heart, Ultrasonic | SH Detectors | Detectors, Fetal Heart, Ultrasonic | Active | MSH | OPG | 3rd Floor | Women's Unit-OPG | 3rd Floor | HUNTLEIGH TECHNOLOGY INC | FD1 | FD1PX34850318 | 2019-06-05
1051409 | Detectors, Fetal Heart, Ultrasonic | SH Detectors | Detectors, Fetal Heart, Ultrasonic | Active | MSH | OPG | 3rd Floor | Women's Unit-OPG | 3rd Floor | HUNTLEIGH TECHNOLOGY INC | FD1 | FD1PX34850918 | 2019-06-05
1051425 | Thermometers, Electronic, Thermistor/Thermocouple, Patient | Thermometers | Thermometers, Electronic, Thermistor/Thermocouple, Patient | Active | MSH | MSH | 11N | Nursing 11N Medicine | 11th Floor - North Side | Cardinal Health Canada Inc | Filac 3000 AD | A1759846X | 2018-01-01 | 290 | 2013-05-16
1051433 | Transducer, TOCO | Transducer | Transducer, Fetal Monitoring | Active | MSH | MSH | 15U | Obstetrical Suite (L&D) | 15th Floor - University Side | Philips Healthcare | M2734B | DE01817149 | 2015-09-15
1051434 | Transducer, TOCO | Transducer | Transducer, Fetal Monitoring | Active | MSH | MSH | 15U | Obstetrical Suite (L&D) | 15th Floor - University Side | Philips Healthcare | M2734B | DE01808168 | 2015-09-15
1051444 | Thermometers, Electronic, Thermistor/Thermocouple, Patient | Thermometers | Thermometers, Electronic, Thermistor/Thermocouple, Patient | Active | MSH | MSH | 10S | Nursing 10S Geriatrics | 10th Floor - South Side | Cardinal Health Canada Inc | Filac 3000 AD | A1858406X | 2019-05-01 | 297.05 | 2015-03-06 | Man. Date:01/2011
1051445 | Thermometers, Electronic, Thermistor/Thermocouple, Patient | Thermometers | Thermometers, Electronic, Thermistor/Thermocouple, Patient | Active | MSH | MSH | 10S | Nursing 10S Geriatrics | 10th Floor - South Side | Cardinal Health Canada Inc | Filac 3000 AD | A1858370X | 2019-05-01 | 297.05 | 2015-03-06 | Man. Date:01/2011
1051449 | Recorders | Recorders | Recorders | Active | MSH | MSH | 4 | ENT Clinic | 4th Floor | MediCapture | MediCap USB300 | 3018803 | 2019-06-12
1051450 | Video Systems, Endoscopic | Video Systems | Video Systems, Endoscopic | Active | MSH | MSH | 4 | ENT Clinic | 4th Floor | OLYMPUS CORP MEDICAL INSTRUMENT DIV | CV-180 | 7985557 | 2019-06-12
1051452 | Aspirators, Surgical Suction Pump | Aspirators | Aspirators, Surgical | Active | MSH | MSH | 4 | Surgery (Ambulatory) | 4th Surgery Ambulatory | MEDELA INC |  | 1762957 | 2019-06-04 | 2001 | 2024-03-20 | it is the loaner device no PM required
1051495 | Waterless Milk Warmer | WARMERS | WARMERS, SOLUTION | Active | MSH | MSH | 17U | NICU | NICU | MEDELA INC | 87115 | 1446796 | 2019-06-21
1051500 | BLOOD FLOW DETECTORS, ULTRASONIC | BLOOD FLOW DETECTORS | BLOOD FLOW DETECTORS, ULTRASONIC | Active | MSH | MSH | 5 | ICU | ICU | WALLACH SURGICAL DEVICES INC | L250 | 2019060012 | 2016-04-13 | 500 | 2017-04-13 | Unit comes with 8MHz probe, s/n2015080235
1051502 | Monitors, Vital Signs | Monitors, Vital Signs | Monitors, Vital Signs | Active | MSH | MSH | 4 | Endocrinology Clinic | 4th Floor-Room 413 | Welch Allyn | 3400 | 100066973217 | 2017-03-06 |  | 2018-08-01 | Purchased from Medical Mart. Model ProBP 3400 Blood pressure Monitor ONLY.
1051510 | Detectors, Blood Flow, Ultrasonic | SH Detectors | Detectors, Blood Flow, Ultrasonic | Active | MSH | 60MURR | 4 | FAMILY MEDICINE | 4th Floor | WALLACH SURGICAL DEVICES INC | L250 | 2019050006 | 2019-07-02
1051526 | Thermometers, Electronic | Thermometers | Thermometers, Electronic | Active | MSH | 60MURR | 3 | Dr. Z. Cohen, rm 448 | 60 Murray-3rd Floor-L3-003 | Welch Allyn | 692-Sure Temp Plus | 15180576 | 2019-05-29
1051527 | Monitors, Vital Signs | Monitors, Vital Signs | Monitors, Vital Signs | Active | MSH | 60MURR | 3 | Endocrinology Clinic | 60 Murray-3rd Floor-L3-003 | Welch Allyn | 3400 | 100066972618 | 2017-03-06 |  | 2018-08-01 | Purchased from Medical Mart. Model ProBP 3400 Blood pressure Monitor ONLY.
1051528 | Thermometers, Electronic | Thermometers | Thermometers, Electronic | Active | MSH | 60MURR | 4 | FAMILY MEDICINE | Family Medicine | Welch Allyn | 692-Sure Temp Plus | 09110258 | 2009-01-01
1051572 | Handheld Doppler Without Display | Handheld Doppler Without Display | Handheld Doppler Without Display | Active | MSH | MSH | 15U | Obstetrical Suite (L&D) | 15th Floor - University Side | WALLACH SURGICAL DEVICES INC | L250-SD8 | 2019060018 | 2019-07-10 | 1 | 2020-07-10 | Comes with 8 MHz vascular probe.
1051573 | Handheld Doppler Without Display | Handheld Doppler Without Display | Handheld Doppler Without Display | Active | MSH | MSH | 15U | Obstetrical Suite (L&D) | 15th Floor - University Side | WALLACH SURGICAL DEVICES INC | L250-SD8 | 2018120062 | 2019-07-10 | 1 | 2020-07-10 | Comes with 8 MHz vascular probe.
1051589 | Thermometers, Electronic, Thermistor/Thermocouple, Patient | Thermometers | Thermometers, Electronic, Thermistor/Thermocouple, Patient | Active | MSH | MSH | 10S | Nursing 10S Geriatrics | CCU | Cardinal Health Canada Inc | Filac 3000 AD | A2155333X | 2019-07-22 | 297.05 | 2022-03-22 | Unit seems to have purchased this device around the end of 2018, but it was never properly received. I have entered today's date as the date of receipt.
1051599 | Spirometers, Diagnostic | Spirometers | Spirometers, Diagnostic | Active | MSH | MSH | MSH | Respiratory Therapy | Resp Therapy | NSPIRE HEALTH INC. | 315000 | 3118LC0099 | 2019-07-23 | 1000 | 2013-08-28 | AC Adapter 271312 Flow Sensor PN: 603940.A Will be returned back to Bridgepoint
1051604 | Oximeters, Pulse | Oximeters | Oximeters, Pulse | Active | MSH | MSH | 17U | NICU | 17th Floor - University Side | Covidien | 5100C | 14-G11224X | 2019-07-23 | 0 | 2017-02-26 | loaner from Covidien for more information call Dr. Goligher, Ewan <Ewan.Goligher@uhn.ca>
1051613 | Testers | Testers | Testers | Active | MSH | MSH | 1 | Biomedical Engineering | Biomedical Eng. | FLUKE BIOMEDICAL | DPM 4-1G | 4612005 | 2019-07-25 | 3482.6599 | 2020-07-25 | Pressure Calibration Test Equipment
1051614 | Testers | Testers | Testers | Active | MSH | MSH | 1 | Biomedical Engineering | Biomedical Eng. | FLUKE BIOMEDICAL | ESA609-US | 4649050 | 2019-07-25 | 3482.6599 | 2020-07-25 | Pressure Calibration Test Equipment
1051615 | Testers | Testers | Testers | Active | MSH | MSH | 1 | Biomedical Engineering | Biomedical Eng. | FLUKE BIOMEDICAL | ESA609-US | 4650003 | 2019-07-25 | 3482.6599 | 2020-07-25 | Pressure Calibration Test Equipment
1051634 | Transducer, Fetal Monitoring DECG | Transducer | Transducer, Fetal Monitoring | Active | MSH | MSH | 15U | Obstetrical Suite (L&D) | 15th Floor - University Side | Philips Healthcare | M2738A | DE57969918 | 2019-07-29 |  | 2020-07-29
1051635 | Transducer, Fetal Monitoring DECG | Transducer | Transducer, Fetal Monitoring | Active | MSH | MSH | 15U | Obstetrical Suite (L&D) | 15th Floor - University Side | Philips Healthcare | M2738A | DE57969902 | 2019-07-29 |  | 2020-07-29
1051636 | Transducer, Fetal Monitoring DECG | Transducer | Transducer, Fetal Monitoring | Active | MSH | MSH | 15U | Obstetrical Suite (L&D) | 15th Floor - University Side | Philips Healthcare | M2738A | DE57969935 | 2019-07-29 |  | 2020-07-29
1051637 | Transducer, Fetal Monitoring DECG | Transducer | Transducer, Fetal Monitoring | Active | MSH | MSH | 15U | Obstetrical Suite (L&D) | 15th Floor - University Side | Philips Healthcare | M2738A | DE57969642 | 2019-07-29 |  | 2020-07-29
1051638 | Transducer, Fetal Monitoring DECG | Transducer | Transducer, Fetal Monitoring | Active | MSH | MSH | 15U | Obstetrical Suite (L&D) | 15th Floor - University Side | Philips Healthcare | M2738A | DE57969942 | 2019-07-29 |  | 2020-07-29
1051639 | Detectors, Blood Flow, Ultrasonic | SH Detectors | Detectors, Blood Flow, Ultrasonic | Active | MSH | 60MURR | 4 | FAMILY MEDICINE | 4th Floor | WALLACH SURGICAL DEVICES INC | L250 | 2018120061 | 2019-07-30
1051640 | Detectors, Blood Flow, Ultrasonic | SH Detectors | Detectors, Blood Flow, Ultrasonic | Active | MSH | 60MURR | 4 | FAMILY MEDICINE | 4th Floor | WALLACH SURGICAL DEVICES INC |  | 2018010048 | 2019-07-30
1051663 | Handheld Doppler Without Display | Handheld Doppler Without Display | Handheld Doppler Without Display | Active | MSH | MSH | 15M | Nursing 15 Murray/Antenatal | Antenatal | WALLACH SURGICAL DEVICES INC | L250-SD8 | 2018020016 | 2019-08-02 | 1 | 2020-08-01
1051665 | Handheld Doppler Without Display | Handheld Doppler Without Display | Handheld Doppler Without Display | Active | MSH | MSH | 15M | Nursing 15 Murray/Antenatal | 15th Floor - Murray Side | WALLACH SURGICAL DEVICES INC | L250-SD8 | 2018120033 | 2019-08-02 | 1 | 2020-08-01 | Comes with 8 MHz vascular probe.
1051666 | Handheld Doppler Without Display | Handheld Doppler Without Display | Handheld Doppler Without Display | Active | MSH | MSH | 15M | Nursing 15 Murray/Antenatal | 15th Floor - Murray Side | WALLACH SURGICAL DEVICES INC | L250-SD8 | 2018120021 | 2019-08-02 | 1 | 2020-08-01 | Comes with 8 MHz vascular probe.
1051668 | Vacuum Regulator | Vacuum Regulator | Vacuum Regulator | Active | MSH | MSH | 11S | Nursing 11S Medicine |  | Amvex Corporation | VR-CIID-DHDG | VRA08128HH | 2010-01-07 | 444.16 | 2011-01-07 | No PO#
1051683 | Spirometers, Diagnostic | Spirometers | Spirometers, Diagnostic | Active | MSH | MSH | MSH | Respiratory Therapy | Room 117 Respiratory Therapy | ROXON MEDI-TECH | Spirolab | A23-0J.04148 | 2019-08-08 | 1000 | 2020-08-08 | Roxon 1-800-361-6991 1 year warranty
1051684 | Digital Color Printer | Digital Color Printer | Digital Color Printer | Active | MSH | MSH | 7 | SURGICAL SUITE (COMBINED WITH CYSTO) | O.R | Stryker Canada Div Stryker Corp |  | 24668 | 2019-08-08
1051686 | Spirometers, Diagnostic | Spirometers | Spirometers, Diagnostic | Active | MSH | MSH | MSH | Respiratory Therapy | Room 117 Respiratory Therapy | ROXON MEDI-TECH | Spirolab | A23-0J.04993 | 2019-08-09 | 1000 | 2020-08-08 | Roxon 1-800-361-6991 1 year warranty
1051697 | Thermometers, Electronic, Thermistor/Thermocouple, Patient | Thermometers | Thermometers, Electronic, Thermistor/Thermocouple, Patient | Active | MSH | MSH | 17U | NICU | NICU | Cardinal Health Canada Inc | Filac 3000 AD | A1862528X | 2019-08-14 | 249 | 2022-08-13 | Thermometers, Electronic
1051698 | Thermometers, Electronic, Thermistor/Thermocouple, Patient | Thermometers | Thermometers, Electronic, Thermistor/Thermocouple, Patient | Active | MSH | MSH | 17U | Obstetrical Suite (L&D) | NICU | Cardinal Health Canada Inc | Filac 3000 AD | A1862400X | 2019-08-14 | 249 | 2022-08-13 | Thermometers, Electronic
1051699 | Thermometers, Electronic, Thermistor/Thermocouple, Patient | Thermometers | Thermometers, Electronic, Thermistor/Thermocouple, Patient | Active | MSH | MSH | 17U | NICU | NICU | Cardinal Health Canada Inc | Filac 3000 AD | A1862451X | 2019-08-14 | 249 | 2022-08-13 | Thermometers, Electronic
1051700 | Thermometers, Electronic, Thermistor/Thermocouple, Patient | Thermometers | Thermometers, Electronic, Thermistor/Thermocouple, Patient | Active | MSH | MSH | 15M | Nursing 15 Murray/Antenatal | Antenatal | Cardinal Health Canada Inc | Filac 3000 AD | A1862480X | 2019-08-14 | 249 | 2022-08-13 | Thermometers, Electronic
1051704 | Thermometers, Electronic, Thermistor/Thermocouple, Patient | Thermometers | Thermometers, Electronic, Thermistor/Thermocouple, Patient | Active | MSH | MSH | 15U | Obstetrical Suite (L&D) | L&D - 15th Floor | Cardinal Health Canada Inc | Filac 3000 AD | A1862510X | 2019-08-14 | 249 | 2022-08-13 | Thermometers, Electronic
1051706 | Thermometers, Electronic, Thermistor/Thermocouple, Patient | Thermometers | Thermometers, Electronic, Thermistor/Thermocouple, Patient | Active | MSH | MSH | 15U | Obstetrical Suite (L&D) | L&D - 15th Floor | Cardinal Health Canada Inc | Filac 3000 AD | A1862515X | 2019-08-14 | 249 | 2022-08-13 | Thermometers, Electronic
1051709 | Thermometers, Electronic, Thermistor/Thermocouple, Patient | Thermometers | Thermometers, Electronic, Thermistor/Thermocouple, Patient | Active | MSH | MSH | 15M | Nursing 15 Murray/Antenatal | Antenatal | Cardinal Health Canada Inc | Filac 3000 AD | A1862531X | 2019-08-14 | 249 | 2022-08-13 | Thermometers, Electronic
1051711 | Thermometers, Electronic, Thermistor/Thermocouple, Patient | Thermometers | Thermometers, Electronic, Thermistor/Thermocouple, Patient | Active | MSH | MSH | 15U | Obstetrical Suite (L&D) | L&D - 15th Floor | Cardinal Health Canada Inc | Filac 3000 AD | A1862534X | 2019-08-14 | 249 | 2022-08-13 | Thermometers, Electronic
1051712 | Thermometers, Electronic, Thermistor/Thermocouple, Patient | Thermometers | Thermometers, Electronic, Thermistor/Thermocouple, Patient | Active | MSH | MSH | 15M | Nursing 15 Murray/Antenatal | Antenatal | Cardinal Health Canada Inc | Filac 3000 AD | A1862536X | 2019-08-14 | 249 | 2022-08-13 | Thermometers, Electronic
1051713 | Thermometers, Electronic, Thermistor/Thermocouple, Patient | Thermometers | Thermometers, Electronic, Thermistor/Thermocouple, Patient | Active | MSH | MSH | 17U | NICU | NICU | Cardinal Health Canada Inc | Filac 3000 AD | A2064433X | 2019-08-14 | 249 | 2022-08-13 | Thermometers, Electronic
1051715 | Thermometers, Electronic, Thermistor/Thermocouple, Patient | Thermometers | Thermometers, Electronic, Thermistor/Thermocouple, Patient | Active | MSH | MSH | 15U | Obstetrical Suite (L&D) | L&D - 15th Floor | Cardinal Health Canada Inc | Filac 3000 AD | A1862560X | 2019-08-14 | 249 | 2022-08-13 | Thermometers, Electronic
1051716 | Thermometers, Electronic, Thermistor/Thermocouple, Patient | Thermometers | Thermometers, Electronic, Thermistor/Thermocouple, Patient | Active | MSH | MSH | 10S | Nursing 10S Geriatrics | 10th Floor - South Side | Cardinal Health Canada Inc | Filac 3000 AD | A1862566X | 2019-08-14 | 249 | 2022-08-13 | Thermometers, Electronic
1051733 | Incubators, Infant, Transport | Incubators | Incubators, Infant, Transport | Active | MSH | MSH | 17U | NICU | NICU | AIRBORNE LIFE SUPPORT SYSTEMS | Voyager | M608P | 2019-08-20 | 61000 | 2020-08-21 | Unit came with Philips X3 Serial # DE61162533 Isolate number 89
1051734 | Aspirators, Emergency | Aspirators | Aspirators, Emergency | Active | MSH | MSH | 17U | NICU | NICU | Precision Medical Inc | PM65HG | 912235 | 2019-08-20 |  | 2020-08-20 | Number 88
1051736 | Power Supplies | Power Supplies | Power Supplies | Active | MSH | MSH | 17U | NICU | NICU | Philips Healthcare | 867043 | PL43112462 | 2019-08-20
1051737 | Monitors, Physiologic, Patient Transport | Monitors, Physiologic | Monitors, Physiologic, Patient Transport | Active | MSH | MSH | 17U | NICU | NICU | Philips Healthcare | 867030 - X3 | DE61162533 | 2019-08-20 |  |  | Used with Transport incubator
1051767 | Electrosurgical Unit, Harmonic Scalpel | Electrosurgical Unit | Electrosurgical Unit, Harmonic Scalpel | Active | MSH | MSH | 7 | SURGICAL SUITE (COMBINED WITH CYSTO) | 7th Floor - OR | CONMED CORP | 60-8005-001 - System 5000 | 15HGP005 | 2017-03-08
1051782 | Humidifiers, Heated | Humidifiers | Humidifiers, Heated | Active | MSH | MSH | 17U | NICU | NICU | FISHER & PAYKEL MEDICAL INC | MR850JFC | 130415175197 | 2014-02-13 | 1425 | 2019-09-03 | Unit registered in MSHDB on Oct 29, 2015. Unknown date of clinical use.
1051804 | Ultrasound - POCUS | Scanning Systems | Scanning Systems, Ultrasonic | Active | MSH | MSH | 7 | Anesthesia | 7th Floor | SonoSite (FujiFilm) | P20680-14 - Edge II | Q552F7 | 2019-09-25 |  | 2024-09-25 | ACCEPTANCE mOHM uA LAN MAC WIRELESS NA 4 4 SHIPPED 04N00R 04N02Z 04N030 04N978 09/19/19 09/24/19 P21070-20 TRANSDUCER, RC60XI/5-2 MHZ, ROHS 4 4 SHIPPED 04MYCJ 04MZ71 04N06T 04N0H6 09/19/19 09/24/19 P07691-71 TRANSDUCER, L25X/13-6 MHZ, ROHS 1 1 SHIPPED 04MZYL 09/19/19 09/24/19 P21015-10 TRANSDUCER, RP19X/5-1 MHZ, ROHS 4 4 SHIPPED 04MY4L 04MY4P 04N97G 04N988 09/19/19 09/24/19 P20311-10 TRANSDUCER, HFL38XI/13-6 MHZ, ROHS P20311 HFL38XI/13-6 MHZ TRANSDUCER 2019-09-17 4.00 EA $7,475.00 Per 1 EA $29,900.00 Y 00070 P21070 RC60XI/5-2 MHZ TRANSDUCER BIOPSY COMPAT 2019-09-17 4.00 EA $6,500.00 Per 1 EA $26,000.00 Y 00080 P07691 L25X/13-6 MHZ TRANSDUCER TRANSVERSE 2019-09-17 4.00 EA $7,475.00 Per 1 EA $29,900.00 Y 00090 P21015 RP19X/5-1 MHZ TRANSDUCER
1051805 | Ultrasound - POCUS | Scanning Systems | Scanning Systems, Ultrasonic | Active | MSH | MSH | 7 | Anesthesia | 7th Floor | SonoSite (FujiFilm) | P20680-14 - Edge II | Q55FJ0 | 2019-09-25 |  | 2024-09-25 | ACCEPTANCE mOHM uA LAN MAC WIRELESS NA 4 4 SHIPPED 04N00R 04N02Z 04N030 04N978 09/19/19 09/24/19 P21070-20 TRANSDUCER, RC60XI/5-2 MHZ, ROHS 4 4 SHIPPED 04MYCJ 04MZ71 04N06T 04N0H6 09/19/19 09/24/19 P07691-71 TRANSDUCER, L25X/13-6 MHZ, ROHS 1 1 SHIPPED 04MZYL 09/19/19 09/24/19 P21015-10 TRANSDUCER, RP19X/5-1 MHZ, ROHS 4 4 SHIPPED 04MY4L 04MY4P 04N97G 04N988 09/19/19 09/24/19 P20311-10 TRANSDUCER, HFL38XI/13-6 MHZ, ROHS
1051806 | Ultrasound - POCUS | Scanning Systems | Scanning Systems, Ultrasonic | Active | MSH | MSH | 7 | Anesthesia | 7th Floor | SonoSite (FujiFilm) | P20680-14 - Edge II | Q55FN3 | 2019-09-25 |  | 2024-09-25 | ACCEPTANCE mOHM uA LAN MAC WIRELESS NA 4 4 SHIPPED 04N00R 04N02Z 04N030 04N978 09/19/19 09/24/19 P21070-20 TRANSDUCER, RC60XI/5-2 MHZ, ROHS 4 4 SHIPPED 04MYCJ 04MZ71 04N06T 04N0H6 09/19/19 09/24/19 P07691-71 TRANSDUCER, L25X/13-6 MHZ, ROHS 1 1 SHIPPED 04MZYL 09/19/19 09/24/19 P21015-10 TRANSDUCER, RP19X/5-1 MHZ, ROHS 4 4 SHIPPED 04MY4L 04MY4P 04N97G 04N988 09/19/19 09/24/19 P20311-10 TRANSDUCER, HFL38XI/13-6 MHZ, ROHS
1051807 | Ultrasound - POCUS | Scanning Systems | Scanning Systems, Ultrasonic | Active | MSH | MSH | 7 | Anesthesia | 7th Floor | SonoSite (FujiFilm) | P20680-14 - Edge II | Q55G8R | 2019-09-25 |  | 2024-09-25 | ACCEPTANCE mOHM uA LAN MAC WIRELESS NA 4 4 SHIPPED 04N00R 04N02Z 04N030 04N978 09/19/19 09/24/19 P21070-20 TRANSDUCER, RC60XI/5-2 MHZ, ROHS 4 4 SHIPPED 04MYCJ 04MZ71 04N06T 04N0H6 09/19/19 09/24/19 P07691-71 TRANSDUCER, L25X/13-6 MHZ, ROHS 1 1 SHIPPED 04MZYL 09/19/19 09/24/19 P21015-10 TRANSDUCER, RP19X/5-1 MHZ, ROHS 4 4 SHIPPED 04MY4L 04MY4P 04N97G 04N988 09/19/19 09/24/19 P20311-10 TRANSDUCER, HFL38XI/13-6 MHZ, ROHS
1051808 | Thermometers, Electronic, Thermistor/Thermocouple, Patient | Thermometers | Thermometers, Electronic, Thermistor/Thermocouple, Patient | Active | MSH | MSH | 10S | Coronary Care Unit | 10th Floor - CCU | Cardinal Health Canada Inc | Filac 3000 AD | A1953730X | 2019-09-13 | 297.05 | 2022-03-22 | Unit seems to have purchased this device around the end of 2018, but it was never properly received. I have entered today's date as the date of receipt.
1051809 | Thermometers, Electronic, Thermistor/Thermocouple, Patient | Thermometers | Thermometers, Electronic, Thermistor/Thermocouple, Patient | Active | MSH | MSH | 18 | Coronary Care Unit | CCU | Cardinal Health Canada Inc | Filac 3000 AD | A1956555X | 2019-09-13 | 297.05 | 2022-03-22 | Unit seems to have purchased this device around the end of 2018, but it was never properly received. I have entered today's date as the date of receipt.
1051819 | Thermometers, Electronic | Thermometers | Thermometers, Electronic | Active | MSH | 60MURR | 4 | FAMILY MEDICINE | Family Medicine | Welch Allyn | 692-Sure Temp Plus | 16321856 | 2016-01-01
1051823 | Network Switches- WS-C2960X-24PS-L V06 | Network Equipment | Network Switches | Active | MSH | MSH | 18 | Nursing 11N Medicine | 18th Floor | Cisco | 2960 | FOC2633YKAD | 2022-12-30 | 2857.8 | 2024-02-06 | 24 Port Switch with PoE Philips Product code# 866427 Service# 453564483441
1051824 | Network Switches-ENDO unit- IT closet 6th floor | Network Equipment | Network Switches | Active | MSH | MSH | 6 | Endoscopy | 6 | Cisco | 2960 | FJC2315W2RL | 2019-09-23 | 2857.8 |  | 24 Port UTP/FX Switch Service # 453564483441
1051825 | Network Switches | Network Equipment | Network Switches | Active | MSH | MSH | 1 | Anesthesia | Biomed | Cisco | 2960 | FJC2315W2RJ | 2019-09-23 | 2857.8 |  | 24 Port UTP/FX Switch Service # 453564483441
1051826 | Power Systems, Uninterruptible | Power Systems | Power Systems, Uninterruptible | Active | MSH | MSH | 7 | PACU | PACU | TRIPP LITE | Smart500RT1U | 2849BY0SM889301016 | 2019-09-23 | 367 | 2013-03-21 | Telemetry Wireless System
1051827 | Power Systems, Uninterruptible | Power Systems | Power Systems, Uninterruptible | Active | MSH | MSH | 5 | Anesthesia | SW closet | TRIPP LITE | Smart500RT1U | 2849BY0SM889300985 | 2019-09-23 | 367 | 2013-03-21 | Telemetry Wireless System
1051829 | Power Systems, Uninterruptible | Power Systems | Power Systems, Uninterruptible | Active | MSH | MSH | 5 | PACU | PACU network rack | TRIPP LITE | Smart500RT1U | 2849BY0SM889300984 | 2019-09-23 | 367 | 2013-03-21 | Telemetry Wireless System
1051830 | ENDO PICiX-Monitors, Physiologic, Central Station | Monitors, Physiologic | Monitors, Physiologic, Central Station | Active | MSH | MSH | 6 | Endoscopy | 6th floor IT Closet (SW) | Philips Healthcare | 866424 - PIIC iXC | 2UA8392BVK | 2019-09-23 | 2755 |  | MSHSURG1PL 10/04/22 - inactive/offline
1051831 | Monitors, Physiologic, Central Station | Monitors, Physiologic | Monitors, Physiologic, Central Station | Active | MSH | MSH | 1 | Anesthesia | 1st Floor | Philips Healthcare | 866424 - PIIC iXC | 2UA9261X2Y | 2019-09-23 | 2755 |  | MSHOR1PL
1051840 | Monitors, Physiologic, Central Station | Monitors, Physiologic | Monitors, Physiologic, Central Station | Active | MSH | MSH | 7 | PACU | PACU | Philips Healthcare | 866424 - PIIC iXC | 2UA9171QL6 | 2019-09-23 | 2755 |  | MSHSURG1PL changed to MSHPACU1O
1051843 | USB RECORDER | USB RECORDER | USB RECORDER | Active | MSH | MSH | 5 | PACU | PACU-Cent. Station | Philips Healthcare | 862120 - M3176C | US41026819 | 2012-03-21 | 2025 | 2020-09-24 | Telemetry Wireless System - RECORDER - Man. Date: 2012-01
1051844 | Auxiliary Displays, Physiologic Monitor | Physiologic Monitor Modules | Auxiliary Displays, Physiologic Monitor | Active | MSH | MSH | 5 | PACU | PACU- Central | Philips Healthcare | 866126-ET2401L | C19C006315 | 2019-09-25 | 2199 | 2020-09-25
1051879 | Pumps, Breast | Pumps | Pumps, Breast | Active | MSH | MSH | 17U | NICU | NICU | Ameda Inc | 17803 - Platinum | 180622 | 2019-09-18 | 2225 | 2022-09-18
1051880 | Pumps, Breast | Pumps | Pumps, Breast | Active | MSH | MSH | 17U | NICU | NICU | Ameda Inc | 17803 - Platinum | 180595 | 2019-09-18 | 2225 | 2022-09-18
1051881 | Pumps, Breast | Pumps | Pumps, Breast | Active | MSH | MSH | 17U | NICU | NICU | Ameda Inc | 17803 - Platinum | 180618 | 2019-09-18 | 2225 | 2022-09-18
1051885 | Pumps, Breast | Pumps | Pumps, Breast | Active | MSH | MSH | 17U | NICU | NICU | Ameda Inc | 17803 - Platinum | 180641 | 2019-09-18 | 2225 | 2022-09-18
1051886 | Pumps, Breast | Pumps | Pumps, Breast | Active | MSH | MSH | 17U | NICU | NICU | Ameda Inc | 17803 - Platinum | 180590 | 2019-09-18 | 2225 | 2022-09-18
1051887 | Pumps, Breast | Pumps | Pumps, Breast | Active | MSH | MSH | 17U | NICU | NICU | Ameda Inc | 17803 - Platinum | 180578 | 2019-09-18 | 2225 | 2022-09-18
1051888 | Pumps, Breast | Pumps | Pumps, Breast | Active | MSH | MSH | 17U | NICU | NICU | Ameda Inc | 17803 - Platinum | 180589 | 2019-09-18 | 2225 | 2022-09-18
1051889 | Pumps, Breast | Pumps | Pumps, Breast | Active | MSH | MSH | 17U | NICU | NICU | Ameda Inc | 17803 - Platinum | 180586 | 2019-09-18 | 2225 | 2022-09-18
1051890 | Pumps, Breast | Pumps | Pumps, Breast | Active | MSH | MSH | 17U | NICU | NICU | Ameda Inc | 17803 - Platinum | 180661 | 2019-09-18 | 2225 | 2022-09-18
1051891 | Pumps, Breast | Pumps | Pumps, Breast | Active | MSH | MSH | 17U | NICU | NICU | Ameda Inc | 17803 - Platinum | 180601 | 2019-09-18 | 2225 | 2022-09-18
1051892 | Pumps, Breast | Pumps | Pumps, Breast | Active | MSH | MSH | 17U | NICU | NICU | Ameda Inc | 17803 - Platinum | 180582 | 2019-09-18 | 2225 | 2022-09-18
1051893 | Pumps, Breast | Pumps | Pumps, Breast | Active | MSH | MSH | 17U | NICU | NICU | Ameda Inc | 17803 - Platinum | 180642 | 2019-09-18 | 2225 | 2022-09-18
1051894 | Pumps, Breast | Pumps | Pumps, Breast | Active | MSH | MSH | 17U | NICU | NICU | Ameda Inc | 17803 - Platinum | 180668 | 2019-09-18 | 2225 | 2022-09-18
1051895 | Pumps, Breast | Pumps | Pumps, Breast | Active | MSH | MSH | 17U | NICU | NICU | Ameda Inc | 17803 - Platinum | 180658 | 2019-09-18 | 2225 | 2022-09-18
1051896 | Pumps, Breast | Pumps | Pumps, Breast | Active | MSH | MSH | 17U | NICU | NICU | Ameda Inc | 17803 - Platinum | 180643 | 2019-09-18 | 2225 | 2022-09-18
1051897 | Pumps, Breast | Pumps | Pumps, Breast | Active | MSH | MSH | 17U | NICU | NICU | Ameda Inc | 17803 - Platinum | 180644 | 2019-09-18 | 2225 | 2022-09-18
1051898 | Pumps, Breast | Pumps | Pumps, Breast | Active | MSH | MSH | 17U | NICU | NICU | Ameda Inc | 17803 - Platinum | 180627 | 2019-09-18 | 2225 | 2022-09-18
1051899 | Pumps, Breast | Pumps | Pumps, Breast | Active | MSH | MSH | 17U | NICU | NICU | Ameda Inc | 17803 - Platinum | 180652 | 2019-09-18 | 2225 | 2022-09-18
1051900 | Pumps, Breast | Pumps | Pumps, Breast | Active | MSH | MSH | 17U | NICU | NICU | Ameda Inc | 17803 - Platinum | 180581 | 2019-09-18 | 2225 | 2022-09-18
1051901 | Pumps, Breast | Pumps | Pumps, Breast | Active | MSH | MSH | 17U | NICU | NICU | Ameda Inc | 17803 - Platinum | 180579 | 2019-09-18 | 2225 | 2022-09-18
1051902 | Pumps, Breast | Pumps | Pumps, Breast | Active | MSH | MSH | 17U | NICU | NICU | Ameda Inc | 17803 - Platinum | 180647 | 2019-09-18 | 2225 | 2022-09-18
1051903 | Pumps, Breast | Pumps | Pumps, Breast | Active | MSH | MSH | 17U | NICU | NICU | Ameda Inc | 17803 - Platinum | 180640 | 2019-09-18 | 2225 | 2022-09-18
1051904 | Pumps, Breast | Pumps | Pumps, Breast | Active | MSH | MSH | 17U | NICU | NICU | Ameda Inc | 17803 - Platinum | 180636 | 2019-09-18 | 2225 | 2022-09-18
1051905 | Pumps, Breast | Pumps | Pumps, Breast | Active | MSH | MSH | 17U | NICU | NICU | Ameda Inc | 17803 - Platinum | 180748 | 2019-09-18 | 2225 | 2022-09-18
1051906 | Pumps, Breast | Pumps | Pumps, Breast | Active | MSH | MSH | 17U | NICU | NICU | Ameda Inc | 17803 - Platinum | 180657 | 2019-09-18 | 2225 | 2022-09-18
1051935 | Thermometers, Electronic, Thermistor/Thermocouple, Patient | Thermometers | Thermometers, Electronic, Thermistor/Thermocouple, Patient | Active | MSH | MSH | 3 | Emergency | Emergency | Cardinal Health Canada Inc | Filac 3000 AD | A1951647X | 2019-10-03 | 249 | 2017-03-19 | THERMOMETER - 3 YEARS WARRANTY, AND PROBE- 1 YEAR WARRANTY
1052935 | Thermometers, Electronic, Thermistor/Thermocouple, Patient | Thermometers | Thermometers, Electronic, Thermistor/Thermocouple, Patient | Active | MSH | MSH | 3 | Emergency | Emergency | Cardinal Health Canada Inc | Filac 3000 AD | A1862583X | 2019-10-03 | 249 | 2017-03-19 | THERMOMETER - 3 YEARS WARRANTY, AND PROBE- 1 YEAR WARRANTY
1052936 | Thermometers, Electronic, Thermistor/Thermocouple, Patient | Thermometers | Thermometers, Electronic, Thermistor/Thermocouple, Patient | Active | MSH | MSH | 3 | Emergency | Emergency | Cardinal Health Canada Inc | Filac 3000 AD | A1862459X | 2019-10-03 | 249 | 2017-03-19 | THERMOMETER - 3 YEARS WARRANTY, AND PROBE- 1 YEAR WARRANTY
1052945 | Curing Light | Curing Light | Curing Light | Active | MSH | MSH | 4 | Dental Clinic | 4 | CAULK DENTSPLY | CAVITRON SPS | n/a | 2019-10-07
1052946 | Curing Light | Curing Light | Curing Light | Active | MSH | MSH | 4 | Dental Clinic | 4 | CAULK DENTSPLY |  | 22980 | 2019-10-08
1052977 | Monitors, Vital Signs | Monitors, Vital Signs | Monitors, Vital Signs | Active | MSH | MSH | 4 | EOPS | EOPS | Welch Allyn | 68MXTX-B - CVSM 6000 | 100077683519 | 2019-10-11
1052978 | Monitors, Vital Signs | Monitors, Vital Signs | Monitors, Vital Signs | Active | MSH | MSH | 7 | PACU | PACU | Welch Allyn | 68MXTX - CVSM 6000 | 100043281619 | 2019-10-11
1053010 | Ultrasound | Scanning Systems | Scanning Systems, Ultrasonic | Active | MSH | MSH | 16U | Echocardiography | 1601 | GE Healthcare | H45581DA - Vivid E95 | AU70396 | 2019-10-25 | 0 | 2020-10-25
1053031 | Monitors, Physiologic, Patient Transport | Monitors, Physiologic | Monitors, Physiologic, Patient Transport | Active | MSH | MSH | 17U | NICU | NICU | Philips Healthcare | 867030 - X3 | DE69473495 | 2019-11-05 |  | 2020-11-06
1053033 | Aspirators, Emergency | Aspirators | Aspirators, Emergency | Active | MSH | MSH | 17U | NICU | NICU | Precision Medical Inc | PM65HG | 912842 | 2019-11-05 |  | 2020-11-06
1053034 | Incubators, Infant, Transport | Incubators | Incubators, Infant, Transport | Active | MSH | MSH | 17U | NICU | NICU | AIRBORNE LIFE SUPPORT SYSTEMS | Voyager | M630P | 2019-11-05 | 61000 | 2020-11-06 | Unit came with Philips X3 Serial # DE61162533
1053056 | Humidifiers | Humidifiers | Humidifiers | Active | MSH | MSH | 18 | Respiratory Therapy | 18th Floor - ICU | FISHER PAYKEL | PT101US | 190626095840 | 2019-10-23 |  | 2020-10-23
1053100 | WARMERS, SOLUTION | WARMERS | WARMERS, SOLUTION | Active | MSH | IVF-Dundas | 7 | IVF Clinic | 7th Floor | 102756 |  | 323000014 | 2019-11-14
1053101 | WARMERS, SOLUTION | WARMERS | WARMERS, SOLUTION | Active | MSH | IVF-Dundas | 7 | IVF Clinic | 7th Floor | 102756 |  | 323000094 | 2019-11-14
1053102 | WARMERS, SOLUTION | WARMERS | WARMERS, SOLUTION | Active | MSH | IVF-Dundas | 7 | IVF Clinic | 7th Floor | 102756 |  | 323000100 | 2019-11-14
1053103 | WARMERS, SOLUTION | WARMERS | WARMERS, SOLUTION | Active | MSH | IVF-Dundas | 7 | IVF Clinic | 7th Floor | 102756 |  | 323000109 | 2019-11-14
1053105 | WARMERS, SOLUTION | WARMERS | WARMERS, SOLUTION | Active | MSH | IVF-Dundas | 7 | IVF Clinic | 7th Floor | 102756 |  | 323000110 | 2019-11-14
1053141 | 700 Sequential Compression System | 700 Sequential Compression System | 700 Sequential Compression System | Active | MSH | MSH | 5 | ICU | 5 | The Kendall Company | 29525 | V1707913SX | 2019-11-19 | 1001 | 2021-11-19 | ICU #1 Battery Li. BME Screen and test V1617639SX replaced with V1364531SX, Sept 2020 V1364531SX replace w/ S# V1707913SX Feb 2021
1053144 | Monitors, Physiologic, Multipurpose, Bedside | Monitors, Physiologic | Monitors, Physiologic, Multipurpose, Bedside | Active | MSH | MSH | 1 | Biomedical Engineering | 1st Floor | Philips Healthcare | 865240 - MX800 | TEST ASSET 123 | 2019-11-19 |  |  | Test Asset
1053184 | Sphygmomanometers, Electronic, Automatic | Sphygmomanometers | Sphygmomanometers, Electronic, Automatic | Active | MSH | MSH | MSH | Rheumatology | Rheumatology | BpTRU MEDICAL DEVICES LTD. | BPM-300 | 04-001328 | 2019-11-25 | 1250 |  | 60 Murray Building, Advanced Therapeutics, Rheumatology. Located on unit, was not in database.
1053188 | Scales, Patient, Floor | Scales | Scales, Patient, Floor | Active | MSH | MSH | 15M | Nursing 15 Murray/Antenatal | Antenatal | HEALTH O METER INC | 500KL | 5000062802 | 2012-03-15 | 400 | 2013-03-15 | Date code: 2811 Tech support: 800.638.3722, Adapter pn: 130-ADPT31
1053208 | Aspirators, Emergency | Aspirators | Aspirators, Emergency | Active | MSH | MSH | 3 | Emergency | 3rd (Main) Floor | LAERDAL MEDICAL CORP | 780030 | 78521586086 | 2019-11-27 | 980 | 2015-01-13 | 3 Year Battery 2014
1053209 | Thermometers, Electronic, Thermistor/Thermocouple, Patient | Thermometers | Thermometers, Electronic, Thermistor/Thermocouple, Patient | Active | MSH | MSH | 10S | Coronary Care Unit | CCU | Cardinal Health Canada Inc | Filac 3000 AD | A1857223X | 2019-11-27 | 297.05 | 2022-11-27 | PO is still unknown. Joseph ordered, and has since left. Waiting to hear from Marilu.
1053210 | Thermometers, Electronic, Thermistor/Thermocouple, Patient | Thermometers | Thermometers, Electronic, Thermistor/Thermocouple, Patient | Active | MSH | MSH | 10S | Coronary Care Unit | CCU | Cardinal Health Canada Inc | Filac 3000 AD | A1862633X | 2019-11-27 | 297.05 | 2022-11-27 | PO is still unknown. Joseph ordered, and has since left. Waiting to hear from Marilu.
1053213 | Testers | Testers | Testers | Active | MSH | MSH | 1 | Biomedical Engineering | Biomedical Eng. | FLUKE BIOMEDICAL | Fluke-719 30 G | 4771279 | 2019-11-27 | 3482.6599 | 2020-11-27 | Pressure Calibration Test Equipment
1053214 | CEREBRAL FUNCTION MONITORS | CEREBRAL FUNCTION MONITORS | CEREBRAL FUNCTION MONITORS | Active | MSH | MSH | 17U | NICU | 17 - University | Moberg Research Inc | CNS-310/CNS Monitor | A-TPC-22217 | 2019-11-27 |  |  | OWNER: York University. See attached paper work. York Univerysity PO#: 2000141074 Contact for CNS: William MacDonald 905-572-0833 bill.macdonald@surgi-one.com Includes the following units: EEG-310 DC-Coupled Amplifier VID-310 High Quality Video Camera MIC-310 Microphone CAB-217 CNS Device Interface Philips Intellivue ENV-000 CNS Envision Software Trolley is manufactured by Pine Grove Marketing Inc. York University PO#: 2000140783. Trolley Contact: Paul Antolin 416-209-1242 paulantolin@pgminc.ca See attached paper work.
1053237 | Flowmeters, Gas | Flowmeters | Flowmeters, Gas | Active | MSH | MSH | 4 | Dental Clinic | 4 | PARKER PORTER |  | C300-5753 | 2019-12-05
1053257 | ELECTROSURGICAL UNITS, SPECIALTY | Electrosurgical Units | ELECTROSURGICAL UNITS, SPECIALTY | Active | MSH | MSH | 5 | Endoscopy | 5 - Bronchoscopy Room | ERBE MEDICAL INSTRUMENTS INC | VIO 200 S | 11475820 | 2019-12-10
1053320 | Insufflators, Laparoscopic | Insufflators | Insufflators, Laparoscopic | Active | MSH | MSH | 7 | SURGICAL SUITE (COMBINED WITH CYSTO) | 7th Floor - OR | STRYKER CORP | Pneumo Sure | 1306CE095 | 2019-12-23 |  |  | On Video Tower #2
1053330 | Ventilators, Intensive Care, Neonatal/Pediatric | Ventilators | Ventilators, Intensive Care, Neonatal/Pediatric | Active | MSH | MSH | 17U | NICU | 17 - University | HAMILTON MEDICAL INC | Hamilton-C1 Neo | 20092 | 2019-12-27
1053338 | Testers, Ventilator | Testers | Testers, Ventilator | Active | MSH | MSH | 1 | Biomedical Engineering | 1st Floor | TSI Inc | 4088J-Controller, Certifier FA Plus | 40881951006 | 2020-01-03 |  | 2021-01-02
1053339 | Testers, Ventilator | Testers | Testers, Ventilator | Active | MSH | MSH | 1 | Biomedical Engineering | 1st Floor | TSI Inc | 4081K-High Flow Module, Certifier FA Plus | 40811951004 | 2020-01-02 | 585.3 | 2021-01-02
1053340 | Endoscope Processing System | Endoscope Processing System | Endoscope Processing System | Active | MSH | MSH | 6 | Endoscopy | 6, ENDO Room#3 | OLYMPUS CORP MEDICAL INSTRUMENT DIV | UCR | 7931258 | 2020-01-07
1053341 | Endoscope Processing System | Endoscope Processing System | Endoscope Processing System | Active | MSH | MSH | 6 | Endoscopy | 6, ENDO Room#4 | OLYMPUS CORP MEDICAL INSTRUMENT DIV | UCR | 7931077 | 2020-01-07
1053342 | Testers, Ventilator | Testers | Testers, Ventilator | Active | MSH | MSH | 1 | Biomedical Engineering | 1st Floor | TSI Inc | 4082E-Low Flow Module, Certifier FA | 40821951007 | 2020-01-02 | 1 | 2021-01-07
1053343 | Endoscope Processing System | Endoscope Processing System | Endoscope Processing System | Active | MSH | MSH | 6 | Endoscopy | ENDOSCOPY Room #1 | OLYMPUS CORP MEDICAL INSTRUMENT DIV | UCR | 7930767 | 2020-01-07
1053344 | Testers, Ventilator | Testers | Testers, Ventilator | Active | MSH | MSH | 1 | Biomedical Engineering | 1st Floor | TSI Inc | 4088J-Controller, Certifier FA Plus | 40881951008 | 2020-01-03 |  | 2021-01-02
1053345 | Testers, Ventilator | Testers | Testers, Ventilator | Active | MSH | MSH | 1 | Biomedical Engineering | 1st Floor | TSI Inc | 4081K-High Flow Module, Certifier FA Plus | 40811951007 | 2020-01-02 | 585.3 | 2021-01-02
1053346 | Testers, Ventilator | Testers | Testers, Ventilator | Active | MSH | MSH | 1 | Biomedical Engineering | 1st Floor | TSI Inc | 4082E-Low Flow Module, Certifier FA | 40821951006 | 2020-01-02 | 1 | 2021-01-07
1053347 | Radiographic Units, Mammography | Radiographic Units | Radiographic Units, Mammography | Active | MSH | MSH | 12N | JDMI - Mammography | MSH BI 1270 H1 12th Floor - North Side | Hologic | SDM-00001-03 - Selenia Dimensions | 3DM160700412 | 2020-05-04 |  |  | JUNE 5 2023 TUBE REPLACED CPU REPLACED 3C:EC:EF:C5:3D:9C replaces AC-1F-6B-B2-AE-64 AS OF JULY 2021 BLANKET PO# 7500155245 FOR CHRISTIE-INNOMED msh bi renewal project wo# 164293 -----Original Message----- From: Whittington, Scott Sent: Thursday, June 25, 2020 1:49 PM To: HELP Desk (MSH); Riaz, Mirza - Sinai Health System Cc: Dolinar, John; Fan, Tak; Chau, Ken; Nigel Orsi; Murphy, Eimear - Sinai Health System Subject: URGENT MSH BI 1270 MAMMOGRAPHY NETWORK ACCESS CONTROL !ROOM DOWN! URGENT HI Mirza Christie-Innomed has had to replace the computer in the Hologic mammography room 1270. Can you please provide white listing of the following MAC addresses: AC-1F-6B-B2-AE-65 AC-1F-6B-B2-AE-64 Thanks, Scott SCOTT WHITTINGTON SINAI HEALTH SYSTEM TL MEDICAL IMAGING ENGINEERING DIGITAL RADIOGRAPHY, ULTRASOUND, MAMMOGRAPHY UHN, SHS, WCH 416-586-4800 x2113 OFFICE PHONE/SERVICE LINE 416-402-2462 MOBILE scott.whittington@uhn.ca MOUNT SINAI HOSPITAL 600 UNIVERSITY AVE, TORONTO ON ROOM MSH 529 M5G 1X5 -----Original Message----- From: Nigel Orsi [mailto:NOrsi@christieinnomed.com] Sent: Thursday, June 25, 2020 1:36 PM To: Whittington, Scott Subject: [External] Mac [cid:1AB9ED26-FE45-4ECD-97A8-2F16DD64C42C-L0-001] Thank you, Nigel Orsi
1053348 | Radiographic Units, Mammography | Radiographic Units | Radiographic Units, Mammography | Active | MSH | MSH | 12N | JDMI - Mammography | MSH BI 1272 H3 12th Floor - North Side | Hologic | SDM-00001-03 - Selenia Dimensions | 3DM160700414 | 2020-09-02 |  |  | FEB 14 2023 UPGRADE COMPUTER INSTALL The new MAC is 3C:EC:EF:B9:68:45 The old MAC was 3C:EC:EF:00:06:49 3C-EC-EF-00-06-48 MSH_1272_MG 172.20.220.137 IP address: 172.20.220.129 – 138 Subnet Mask: 255.255.252.0 Gateway: 172.20.220.1 AS OF JULY 2021 BLANKET PO# 7500155245 FOR CHRISTIE-INNOMED
1053349 | Radiographic Units, Mammography | Radiographic Units | Radiographic Units, Mammography | Active | MSH | MSH | 12N | JDMI - Mammography | MSH BI 1274 H2 12th Floor - North Side 1274 | Hologic | SDM-00001-03 - Selenia Dimensions | 3DM160700413 | 2020-08-05 |  |  | APRIL 13 2024 CPU REPLACED NEW MAC 3C:EC:EF:C4:64:F5 REPLACES AC-1F-6B-B2-AE-DA SELENIA 3D RM 1274 MSH_1274_MG 172.20.220.138 AS OF JULY 2021 BLANKET PO# 7500155245 FOR CHRISTIE-INNOMED
1053350 | Thermometers, Electronic, Thermistor/Thermocouple, Patient | Thermometers | Thermometers, Electronic, Thermistor/Thermocouple, Patient | Active | MSH | MSH | 3 | Emergency | 3rd (Main) Floor | Cardinal Health Canada Inc | Filac 3000 AD | A1953715X | 2020-01-07 | 297.05 | 2023-01-07 | Rectal Probe
1053378 | Ventilators, Intensive Care, Neonatal/Pediatric | Ventilators | Ventilators, Intensive Care, Neonatal/Pediatric | Active | MSH | MSH | 17U | Respiratory Therapy | 17th Floor - University Side | MAQUET CRITICAL CARE | Servo-N 6688600 | 1952 | 2020-01-13 |  | 2022-01-13 | Updated to Rev 4.4
1053379 | Ventilators, Intensive Care, Neonatal/Pediatric | Ventilators | Ventilators, Intensive Care, Neonatal/Pediatric | Active | MSH | MSH | 17U | Respiratory Therapy | 17th Floor - U | MAQUET CRITICAL CARE | Servo-N 6688600 | 1953 | 2020-01-13 |  | 2022-01-13 | Updated to Rev 4.4
1053380 | Ventilators, Intensive Care, Neonatal/Pediatric | Ventilators | Ventilators, Intensive Care, Neonatal/Pediatric | Active | MSH | MSH | 17U | Respiratory Therapy | 17th Floor - U | MAQUET CRITICAL CARE | Servo-N 6688600 | 1954 | 2020-01-13 |  | 2022-01-13 | Updated to Rev 4.4
1053381 | Ventilators, Intensive Care, Neonatal/Pediatric | Ventilators | Ventilators, Intensive Care, Neonatal/Pediatric | Active | MSH | MSH | 17U | Respiratory Therapy | 17th Floor - U | MAQUET CRITICAL CARE | Servo-N 6688600 | 1955 | 2020-01-13 |  | 2022-01-13 | Updated to Rev 4.4
1053384 | SCALES, OTHER | Scales | SCALES, OTHER | Active | MSH | MSH | 1 | Biomedical Engineering | Biomed | Adam Equipment Inc | HCB-153 | AE76102101 | 2020-01-14 |  | 2021-01-14 | Manufacturer- Adam equipment Supplier- LES Balances PAPP Model # HCB-153
1053385 | Thermometers, Electronic, Infrared | Thermometers | Thermometers, Electronic, Infrared | Active | MSH | MSH | 11N | Nursing 11N Medicine | 11th Floor - North Side | Cardinal Health Canada Inc | Genius 2 | N17593476 | 2020-01-14 | 249 | 2023-01-10 | NEW UNIT. ORAL SETTING. Vendor replaced N15507536 with N16536892 Aug 2016 Vendor replaced N16536892 with N16565256 Nov 2016
1053386 | Thermometers, Electronic, Infrared | Thermometers | Thermometers, Electronic, Infrared | Active | MSH | MSH | 11N | Nursing 11N Medicine | 11th Floor - North Side | Cardinal Health Canada Inc | Genius 2 | N17593647 | 2020-01-14 | 249 | 2023-01-10 | NEW UNIT. ORAL SETTING. Vendor replaced N15507536 with N16536892 Aug 2016 Vendor replaced N16536892 with N16565256 Nov 2016
1053387 | Thermometers, Electronic, Thermistor/Thermocouple, Patient | Thermometers | Thermometers, Electronic, Thermistor/Thermocouple, Patient | Active | MSH | MSH | 17U | NICU | NICU | Cardinal Health Canada Inc | Filac 3000 AD | A1950356X | 2020-01-10 | 249 | 2023-01-10 | Repurposed to use for 17 med surge unit
1053388 | Thermometers, Electronic, Thermistor/Thermocouple, Patient | Thermometers | Thermometers, Electronic, Thermistor/Thermocouple, Patient | Active | MSH | MSH | 16N | Express Admission Unit | 16th Floor - North Side | Cardinal Health Canada Inc | Filac 3000 AD | A1862409X | 2020-01-10 | 249 | 2023-01-10
1053390 | Thermometers, Electronic, Thermistor/Thermocouple, Patient | Thermometers | Thermometers, Electronic, Thermistor/Thermocouple, Patient | Active | MSH | MSH | 16N | Express Admission Unit | 16th Floor - North Side | Cardinal Health Canada Inc | Filac 3000 AD | A1950352X | 2020-01-10 | 249 | 2023-01-10
1053391 | Wound Therapy Systems, Negative-Pressure | Negative-Pressure Wound Therapy Systems | Negative-Pressure Wound Therapy Systems | Active | MSH | MSH | 11S | Nursing 11S Medicine | 11th Floor - South Side | KCI Kinetic Concepts Inc | ACTIVAC | VGBR27747 | 2020-01-10 |  | 2022-01-10
1053411 | Tympanic Thermometer | Tympanic Thermometer | Tympanic Thermometer | Active | BH | BH | 8S | Bridgepoint | 8th Floor - South Side | Cardinal Health Canada Inc | Genius 3 | N18762016 | 2020-01-21 | 0
1053426 | Thermometers, Electronic, Thermistor/Thermocouple, Patient | Thermometers | Thermometers, Electronic, Thermistor/Thermocouple, Patient | Active | MSH | MSH | 3 | Emergency | Emergency | Cardinal Health Canada Inc | Filac 3000 AD | A1956251X | 2019-10-03 | 249 | 2022-10-03 | THERMOMETER - 3 YEARS WARRANTY, AND PROBE- 1 YEAR WARRANTY *****This device replaced original asset # 1052937*****
1053439 | Simulators, Multiparameter | Simulators | Simulators, Multiparameter | Active | MSH | MSH | 1 | Biomedical Engineering | Biomedical Eng. | Pronk Technologies | SC-5 | 11186 | 2020-01-24 | 3300 | 2021-01-24
1053440 | Testers, Pulse Oximetry Monitor | Testers | Testers, Pulse Oximetry Monitor | Active | MSH | MSH | 1 | Biomedical Engineering | Biomedical Eng. | Pronk Technologies | OxSim-OX-2 | 2621 | 2020-01-24 | 2100 | 2021-01-24
1053441 | Testers, Pulse Oximetry Monitor | Testers | Testers, Pulse Oximetry Monitor | Active | MSH | MSH | 1 | Biomedical Engineering | Biomedical Eng. | Pronk Technologies | OxSim-OX-2 | 2622 | 2020-01-24 | 2100 | 2021-01-24
1053447 | Stretchers | Stretchers | Stretchers | Active | MSH | MSH | 17U | NICU | 17 - University | Stryker Canada Div Stryker Corp | 6506-000-000 - Power Cots | 1912003500611 | 2020-01-27 |  | 2022-01-27 | Rowland Emergency Vehicle Products Inc. Stryker Canada 2 Medicorum Place Waterdown ON L8B 1W2
1053452 | Stretchers | Stretchers | Stretchers | Active | MSH | MSH | 17U | NICU | 17 - University | Stryker Canada Div Stryker Corp | 6506-000-000 - Power Cots | 1912003500612 | 2020-01-27 |  | 2022-01-27 | Rowland Emergency Vehicle Products Inc. Stryker Canada 2 Medicorum Place Waterdown ON L8B 1W2
1053454 | RESPIRATORY THERAPY EQUIPMENT | RESPIRATORY THERAPY EQUIPMENT | RESPIRATORY THERAPY EQUIPMENT | Active | MSH | MSH | 5 | ICU | R.T. ICU | Philips Respironics Inc | 1098159 - CoughAssist E70 | C260900546F80 | 2020-01-14
1053475 | Pressure Meters, Digital | Pressure Meters | Pressure Meters, Digital | Active | MSH | MSH | 1 | Biomedical Engineering | Biomed | Ashcroft Inc |  | 1327037 | 2020-02-04 |  | 2021-02-04 | UNABLE TO FIND MANUFACTURER AND MODEL # Company name- Ashcroft Supplier - Conval Equipment Description- 302084SD02L30 PRECISION DIGITAL TEST GAUGE PO # 7200888520
1053482 | Thermometers, Electronic | Thermometers | Thermometers, Electronic | Active | MSH | MSH | 10N | Nursing 10N Geriatrics | 10th Floor - North Side | Welch Allyn | Sure Temp Plus 901053 | 21-19460946 | 2020-02-04 |  | 2023-02-04
1053486 | Thermometers, Electronic | Thermometers | Thermometers, Electronic | Active | MSH | MSH | 10S | Nursing 10S Geriatrics | 10th Floor - South Side | Welch Allyn | Sure Temp Plus 901053 | 21-20024748 | 2020-02-04 |  | 2023-02-04
1053487 | Thermometers, Electronic | Thermometers | Thermometers, Electronic | Active | MSH | MSH | 10S | Nursing 10S Geriatrics | 10th Floor - South Side | Welch Allyn | Sure Temp Plus 901053 | 21-19460345 | 2020-02-04 |  | 2023-02-04
1053489 | Ventilators, Intensive Care, Adult | Ventilators | Ventilators, Intensive Care, Adult | Active | MSH | MSH | 5 | Respiratory Therapy | ICU | MAQUET CRITICAL CARE | Servo-U 6694800 | 31507 | 2020-02-05 |  | 2022-02-05 | Updated to Rev 4.4
1053490 | Ventilators, Intensive Care, Adult | Ventilators | Ventilators, Intensive Care, Adult | Active | MSH | MSH | 5 | Respiratory Therapy | ICU | MAQUET CRITICAL CARE | Servo-U 6694800 | 31503 | 2020-02-05 |  | 2022-02-10 | Updated to Rev 4.4
1053491 | Ventilators, Intensive Care, Adult | Ventilators | Ventilators, Intensive Care, Adult | Active | MSH | MSH | 5 | Respiratory Therapy | ICU | MAQUET CRITICAL CARE | Servo-U 6694800 | 31510 | 2020-02-05 |  | 2022-02-05 | Updated to Rev 4.4
1053492 | Ventilators, Intensive Care, Adult | Ventilators | Ventilators, Intensive Care, Adult | Active | MSH | MSH | 5 | Respiratory Therapy | ICU | MAQUET CRITICAL CARE | Servo-U 6694800 | 31504 | 2020-02-05 |  | 2022-02-05 | Updated to Rev 4.4
1053493 | Ventilators, Intensive Care, Adult | Ventilators | Ventilators, Intensive Care, Adult | Active | MSH | MSH | 5 | Respiratory Therapy | ICU | MAQUET CRITICAL CARE | Servo-U 6694800 | 31509 | 2020-02-05 |  | 2022-02-05 | Updated to Rev 4.4
1053512 | Pulse CO-Oximeter | Pulse CO-Oximeter | Pulse CO-Oximeter | Active | MSH | MSH | 10S | Nursing 10S Geriatrics | 10th Geriatrics | MASIMO | MightySat Rx | 4000164964 | 2020-02-05
1053513 | Ultrasound - POCUS | Scanning Systems | Scanning Systems, Ultrasonic | Active | MSH | MSH | 20M | Pain Mgt Centre - Wasser | 20th Floor - Murray Side | SonoSite (FujiFilm) | P20680-14 - Edge II | Q57TJD | 2020-02-11 |  | 2025-02-11 | JULY 15 2022 MSH 20 WASSER PAIN CLINIC EDGE II PROBE L25x/13-6 MHZ SN# 04DXCX ACCEPTANCE WTY EXCHANGED ACCEPTANCE 10 mOHM 225 uA LAN MAC 00:08:FB:32:76:AD WIRELESS NA
1053661 | Light Sources | Light Sources | Light Sources | Active | MSH | MSH | 6 | Endoscopy | 6-ENDO EMERG CART | OLYMPUS CORP MEDICAL INSTRUMENT DIV | CLV-190 - Evis Exera III | 7986617 | 2020-02-12
1053700 | Video Systems, Endoscopic | Video Systems | Video Systems, Endoscopic | Active | MSH | MSH | 6 | Endoscopy | ENDO EMERG CART | OLYMPUS CORP MEDICAL INSTRUMENT DIV | CV-190 - Evis Exera III | 7948569 | 2020-02-12
1053728 | Pacemakers, Cardiac, External | Pacemakers | Pacemakers, Cardiac, External | Active | MSH | MSH | 10S | Coronary Care Unit | CCU | Medtronic of Canada | 53401 | MDB07120UP | 2020-02-19 |  | 2027-02-19 | Model # 53401 to be added to TMS 7 year Service Plan Coverage: SERVICEA3-MCT - 1 year Medtronic Limited Warranty - 7 annual planned maintenance (PM) - 2 repairs performed at Medtronic service centre during years 2 to 7
1053730 | Sphygmomanometers, Aneroid | Sphygmomanometers | Sphygmomanometers, Aneroid | Active | MSH | MSH | 10S | Nursing 10S Geriatrics | 10th Floor - South Side | Welch Allyn | 7670-03 | 191217112165 | 2020-02-18
1053733 | Sphygmomanometers, Aneroid | Sphygmomanometers | Sphygmomanometers, Aneroid | Active | MSH | MSH | 12S | Nursing 12S Medicine | 12th Floor - South Side | Welch Allyn | 7670-03 | 191219133525 | 2020-02-18
1053734 | Pacemakers, Cardiac, External | Pacemakers | Pacemakers, Cardiac, External | Active | MSH | MSH | 10S | Coronary Care Unit | CCU | Medtronic of Canada | 53401 | MDB07121UP | 2020-02-19 |  | 2027-02-19 | Model # 53401 to be added to TMS 7 year Service Plan Coverage: SERVICEA3-MCT - 1 year Medtronic Limited Warranty - 7 annual planned maintenance (PM) - 2 repairs performed at Medtronic service centre during years 2 to 7
1053863 | NERVE LOCATOR | NERVE LOCATOR | NERVE LOCATOR | Active | MSH | MSH | 5 | Anesthesia | 5 | not found |  | 4502102400 | 2020-02-20
1053876 | ELECTROSURGICAL UNITS, SPECIALTY | Electrosurgical Units | ELECTROSURGICAL UNITS, SPECIALTY | Active | MSH | MSH | 6 | Endoscopy | 6 | ERBE MEDICAL INSTRUMENTS INC | VIO 200 S | 11476596 | 2020-02-20
1053883 | CO2 Regulation Unit | CO2 Regulation Unit | CO2 Regulation Unit | Active | MSH | MSH | 6 | Endoscopy | 6 | OLYMPUS CORP MEDICAL INSTRUMENT DIV | UCR | 7931597 | 2020-02-20
1053981 | Laryngoscopes, Video | Laryngoscopes | Laryngoscopes, Video | Active | MSH | MSH | 17U | Respiratory Therapy | NICU | STORZ INSTRUMENT CO | 8403ZX | XQ 20699 | 2020-02-11 |  | 2021-02-11 | 8403DXC MIL#0 SN TS , PO# 7201544744 8403DXC MIL#0 SN TS , PO# 7201544745 8403GXC MIL#1 SN S , PO# 7201544747 8403GXC MIL#1 SN R , PO#7201544746 8403X Cable, PO#7201544742
1053982 | MONITOR,VIDEO | Monitor | MONITOR,VIDEO | Active | MSH | MSH | 6 | Endoscopy | ENDO EMERG CART | OLYMPUS CORP MEDICAL INSTRUMENT DIV |  | 20-352936 | 2020-02-25
1053995 | Insufflators, Laparoscopic | Insufflators | Insufflators, Laparoscopic | Active | MSH | MSH | 7 | SURGICAL SUITE (COMBINED WITH CYSTO) | OR | RICHARD WOLF MEDICAL INST CORP |  | 1100305013 | 2020-02-27
1053996 | Pumps, Endoscopy Flushing | Pumps | Pumps, Endoscopy Flushing | Active | MSH | MSH | 7 | SURGICAL SUITE (COMBINED WITH CYSTO) | OR | RICHARD WOLF MEDICAL INST CORP |  | 1100302053 | 2020-02-27
1054019 | BLADDER SCANNER | BLADDER SCANNER | BLADDER SCANNER | Active | MSH | MSH | 10N | Nursing 10N Geriatrics | 10th Floor - North Side | Verathon Medical | Prime Plus | C1510855 | 2020-02-28 |  | 2025-02-28 | probe SN P 1514934
1054030 | Scales, Patient, Floor | Scales | Scales, Patient, Floor | Active | MSH | MSH | 4 | Endoscopy | 4 | HEALTH O METER INC | 597KL | 597TO14325 | 2020-03-03
1054031 | Scales, Patient, Floor | Scales | Scales, Patient, Floor | Active | MSH | MSH | 4 | Endoscopy | 4 | HEALTH O METER INC | 597KL | 597TO14319 | 2020-03-03
1054033 | BLADDER SCANNER | BLADDER SCANNER | BLADDER SCANNER | Active | MSH | MSH | 14N | Nursing 14N Surgery | 14th Floor - North Side | Verathon Medical | Prime Plus | C1510863 | 2020-02-28 |  | 2025-02-28 | probe SN. P1514942
1054034 | BLADDER SCANNER | BLADDER SCANNER | BLADDER SCANNER | Active | MSH | MSH | 14S | Nursing 14S Medicine | 14th Floor - South Side | Verathon Medical | Prime Plus | C1510865 | 2020-02-28 |  | 2025-02-28 | probe SN. P1514944
1054035 | BLADDER SCANNER | BLADDER SCANNER | BLADDER SCANNER | Active | MSH | MSH | 10S | Nursing 10S Geriatrics | 10th Floor - South Side | Verathon Medical | Prime Plus | C1510862 | 2020-02-28 |  | 2025-02-28 | Probe SN P1514941 ** All physical damages covered under warranty **
1054037 | Laryngoscopes, Video | Laryngoscopes | Laryngoscopes, Video | Active | MSH | MSH | 5 | ICU | ICU | Verathon Medical | 0570-0376-GlideScope-Core 10" | CM191664 | 2020-03-03 |  | 2022-03-03 | LoPro T4, SN. LB200011 LoPro T3, SN. LA190981 MDALL # 93063 Class 2
1054039 | Thermometers, Electronic | Thermometers | Thermometers, Electronic | Active | MSH | MSH | 1 | Biomedical Engineering | 1st Floor | ICU MEDICAL INC | Level 1 Temp Check thermometer- HLTA-40 | 88001487 | 2020-03-03
1054043 | Analyzers, Laboratory, Blood Gas/pH | Analyzers | Analyzers, Laboratory, Blood Gas/pH | Active | MSH | MSH | 17U | Respiratory Therapy | 17 - University | Sen-Tec Inc | SDM | 310167 | 2020-03-02 | 12900 | 2022-03-01 | SENTEC Digital Monitor, SDM Belongs to RT department supported by MacArthur Medical Sales 2 years warranty 18 months for sensor
1054044 | Analyzers, Laboratory, Blood Gas/pH | Analyzers | Analyzers, Laboratory, Blood Gas/pH | Active | MSH | MSH | 17U | Respiratory Therapy | 17 - University - RT | Sen-Tec Inc | SDM | 310164 | 2020-03-02 | 12900 | 2022-03-01 | SENTEC Digital Monitor, SDM Belongs to RT department supported by MacArthur Medical Sales 2 years warranty 18 months for sensor
1054045 | Analyzers, Laboratory, Blood Gas/pH | Analyzers | Analyzers, Laboratory, Blood Gas/pH | Active | MSH | MSH | 17U | Respiratory Therapy | 17 - University - RT | Sen-Tec Inc | SDM | 310166 | 2020-03-02 | 12900 | 2022-03-01 | SENTEC Digital Monitor, SDM Belongs to RT department supported by MacArthur Medical Sales 2 years warranty 18 months for sensor
1054046 | Analyzers, Laboratory, Blood Gas/pH | Analyzers | Analyzers, Laboratory, Blood Gas/pH | Active | MSH | MSH | 17U | Respiratory Therapy | 17 - University - RT | Sen-Tec Inc | SDM | 310165 | 2020-03-02 | 12900 | 2022-03-01 | SENTEC Digital Monitor, SDM Belongs to RT department supported by MacArthur Medical Sales 2 years warranty 18 months for sensor
1054070 | Monitors, Vital Signs | Monitors, Vital Signs | Monitors, Vital Signs | Active | MSH | OPG | 8th Floor | Women's Unit-OPG | 8th Floor | Welch Allyn | 74MT | (21)100017980320 | 2020-03-06 |  | 2021-03-06 | purchased from Medical Mart Account:64010 Now being used in 17M med surge
1054071 | Monitors, Vital Signs | Monitors, Vital Signs | Monitors, Vital Signs | Active | MSH | MSH | 4 | General Medical Clinic | 4 | Welch Allyn | 74MT | (21)100018010320 | 2020-03-06 |  | 2021-03-06 | Model purchased from Medical Mart Account:64010
1054072 | BLOOD PRESSURE MONITORS, INDIRECT | BLOOD PRESSURE MONITORS | BLOOD PRESSURE MONITORS, INDIRECT | Active | MSH | 60MURR | 4 | FAMILY MEDICINE | 4th Floor | Welch Allyn |  | 21-371900273 | 2020-03-05
1054073 | Monitors, Vital Signs | Monitors, Vital Signs | Monitors, Vital Signs | Active | MSH | OPG | 3rd Floor | Special Pregnancy Program - Maternal | SPP | Welch Allyn | 74MT | (21)100017990320 | 2020-03-11 |  | 2021-03-06 | Distributor: Medical Mart
1054074 | Monitors, Vital Signs | Monitors, Vital Signs | Monitors, Vital Signs | Active | MSH | MSH | 4 | General Medical Clinic | Amb Pod South | Welch Allyn | 74MT | (21)100018000320 | 2020-03-11 |  | 2021-03-06 | Distributor: Medical Mart
1054075 | Monitors, Vital Signs | Monitors, Vital Signs | Monitors, Vital Signs | Active | MSH | OPG | 3rd Floor | Special Pregnancy Program - Maternal | SPP | Welch Allyn | 74MT | (21) 100018030320 | 2020-03-11 |  | 2021-03-06 | Distributor: Medical Mart
1054081 | BLADDER SCANNER | BLADDER SCANNER | BLADDER SCANNER | Active | MSH | MSH | 9 | Nursing 9S Psychiatry | 9th Floor | Verathon Medical | Prime Plus | C1510864 | 2020-03-12
1054105 | Ultrasound - POCUS | Scanning Systems | Scanning Systems, Ultrasonic | Active | MSH | OPG | 8th Floor | Urogynaecology-OPG | MSH OPG 8-816 | BK Ultrasound | 1202-Flex Focus | 5010734 | 2020-03-12 |  |  | MSH OPG 8-816 UROGYNE BK 500 ACCEPTANCE SYSTEM FOUND WHEN JIM BLANCHETTE WAS NOTIFIED TO DO A PM THERE WS NO RECORD OF ITS EXISTENCE ORIGINALLY INSTALLED FEBRUARY 2018, ACCORDING TO STICKER ON SYSTEM PROBE TV;
1054107 | Infusion Pumps, Patient-Controlled Analgesic | INFUSION PUMPS | Infusion Pumps, Patient-Controlled Analgesic | Active | BH | BH | CSR | Bridgepoint | Basement (CSR) | SIMS Deltec Ltd. | 6300 | 277103 | 2004-04-01 | 4001 |  | LEC 1310 Pump #9
1054108 | Monitors, Bedside, Fetal | Monitors | Monitors, Bedside, Fetal | Active | MSH | MSH | 15M | Nursing 15 Murray/Antenatal | Antenatal-15-354B | Philips Healthcare | M2704A - FM40 | DE66002008 | 2020-03-13 | 2755 | 2021-03-13
1054109 | Monitors, Bedside, Fetal | Monitors | Monitors, Bedside, Fetal | Active | MSH | MSH | 15M | Nursing 15 Murray/Antenatal | Antenatal-15-367B | Philips Healthcare | M2704A - FM40 | DE66002013 | 2020-03-13 | 2755 | 2021-03-13
1054110 | Monitors, Bedside, Fetal | Monitors | Monitors, Bedside, Fetal | Active | MSH | MSH | 15M | Nursing 15 Murray/Antenatal | Antenatal-15-360 | Philips Healthcare | M2704A - FM40 | DE66002014 | 2020-03-13 | 2755 | 2021-03-13
1054111 | Monitors, Bedside, Fetal | Monitors | Monitors, Bedside, Fetal | Active | MSH | MSH | 15M | Nursing 15 Murray/Antenatal | Antenatal-15-321 | Philips Healthcare | M2704A - FM40 | DE66002016 | 2020-03-13 | 2755 | 2021-03-13
1054112 | Monitors, Bedside, Fetal | Monitors | Monitors, Bedside, Fetal | Active | MSH | MSH | 15M | Nursing 15 Murray/Antenatal | Antenatal-15-319A | Philips Healthcare | M2704A - FM40 | DE66002017 | 2020-03-13 | 2755 | 2021-03-13
1054113 | Monitors, Bedside, Fetal | Monitors | Monitors, Bedside, Fetal | Active | MSH | MSH | 15M | Nursing 15 Murray/Antenatal | Antenatal-15-319B | Philips Healthcare | M2704A - FM40 | DE66002018 | 2020-03-13 | 2755 | 2021-03-13
1054114 | Monitors, Bedside, Fetal | Monitors | Monitors, Bedside, Fetal | Active | MSH | MSH | 15M | Nursing 15 Murray/Antenatal | Antenatal-15-367A | Philips Healthcare | M2704A - FM40 | DE66002022 | 2020-03-13 | 2755 | 2021-03-13
1054115 | Monitors, Bedside, Fetal | Monitors | Monitors, Bedside, Fetal | Active | MSH | MSH | 15M | Nursing 15 Murray/Antenatal | Antenatal-15-354A | Philips Healthcare | M2704A - FM40 | DE66002024 | 2020-03-13 | 2755 | 2021-03-13
1054116 | Transducer, Fetal Monitoring | Transducer | Transducer, Fetal Monitoring | Active | MSH | MSH | 15M | Nursing 15 Murray/Antenatal | Antenatal | Philips Healthcare | M2736A | DE433G0196 | 2020-03-13 | 2755 | 2021-03-13
1054119 | Transducer, Fetal Monitoring | Transducer | Transducer, Fetal Monitoring | Active | MSH | MSH | 15M | Nursing 15 Murray/Antenatal | Antenatal | Philips Healthcare | M2736A | DE433G0234 | 2020-03-13 | 2755 | 2021-03-13
1054121 | Transducer, Fetal Monitoring | Transducer | Transducer, Fetal Monitoring | Active | MSH | MSH | 15M | Nursing 15 Murray/Antenatal | Antenatal | Philips Healthcare | M2736A | DE433G0275 | 2020-03-13 | 2755 | 2021-03-13
1054122 | Transducer, Fetal Monitoring | Transducer | Transducer, Fetal Monitoring | Active | MSH | MSH | 15M | Nursing 15 Murray/Antenatal | Antenatal | Philips Healthcare | M2736A | DE433G0278 | 2020-03-13 | 2755 | 2021-03-13
1054123 | Transducer, Fetal Monitoring | Transducer | Transducer, Fetal Monitoring | Active | MSH | MSH | 15M | Nursing 15 Murray/Antenatal | Antenatal | Philips Healthcare | M2736A | DE433G0287 | 2020-03-13 | 2755 | 2021-03-13
1054124 | Transducer, Fetal Monitoring | Transducer | Transducer, Fetal Monitoring | Active | MSH | MSH | 15M | Nursing 15 Murray/Antenatal | Antenatal | Philips Healthcare | M2736A | DE433G0289 | 2020-03-13 | 2755 | 2021-03-13
1054125 | Transducer, Fetal Monitoring | Transducer | Transducer, Fetal Monitoring | Active | MSH | MSH | 15M | Nursing 15 Murray/Antenatal | Antenatal | Philips Healthcare | M2736A | DE433G0388 | 2020-03-13 | 2755 | 2021-03-13
1054126 | Transducer, TOCO | Transducer | Transducer, Fetal Monitoring | Active | MSH | MSH | 15M | Nursing 15 Murray/Antenatal | Antenatal | Philips Healthcare | M2734B | DE43180153 | 2020-03-13 | 2755 | 2021-03-13
1054127 | Transducer, TOCO | Transducer | Transducer, Fetal Monitoring | Active | MSH | MSH | 15M | Nursing 15 Murray/Antenatal | Antenatal | Philips Healthcare | M2734B | DE43180154 | 2020-03-13 | 2755 | 2021-03-13
1054128 | Transducer, TOCO | Transducer | Transducer, Fetal Monitoring | Active | MSH | MSH | 15M | Nursing 15 Murray/Antenatal | Antenatal | Philips Healthcare | M2734B | DE43180191 | 2020-03-13 | 2755 | 2021-03-13
1054129 | Transducer, TOCO | Transducer | Transducer, Fetal Monitoring | Active | MSH | MSH | 15M | Nursing 15 Murray/Antenatal | Antenatal | Philips Healthcare | M2734B | DE43180195 | 2020-03-13 | 2755 | 2021-03-13
1054130 | Transducer, TOCO | Transducer | Transducer, Fetal Monitoring | Active | MSH | MSH | 15M | Nursing 15 Murray/Antenatal | Antenatal | Philips Healthcare | M2734B | DE43180202 | 2020-03-13 | 2755 | 2021-03-13
1054131 | Transducer, TOCO | Transducer | Transducer, Fetal Monitoring | Active | MSH | MSH | 15M | Nursing 15 Murray/Antenatal | Antenatal | Philips Healthcare | M2734B | DE43180208 | 2020-03-13 | 2755 | 2021-03-13
1054132 | Transducer, TOCO | Transducer | Transducer, Fetal Monitoring | Active | MSH | MSH | 15M | Nursing 15 Murray/Antenatal | Antenatal | Philips Healthcare | M2734B | DE43180215 | 2020-03-13 | 2755 | 2021-03-13
1054133 | Transducer, TOCO | Transducer | Transducer, Fetal Monitoring | Active | MSH | MSH | 15M | Nursing 15 Murray/Antenatal | Antenatal | Philips Healthcare | M2734B | DE43180226 | 2020-03-13 | 2755 | 2021-03-13
1054134 | Transducer, TOCO | Transducer | Transducer, Fetal Monitoring | Active | MSH | MSH | 15M | Nursing 15 Murray/Antenatal | Antenatal | Philips Healthcare | M2734B | DE43180231 | 2020-03-13 | 2755 | 2021-03-13
1054135 | Transducer, TOCO | Transducer | Transducer, Fetal Monitoring | Active | MSH | MSH | 15M | Nursing 15 Murray/Antenatal | Antenatal | Philips Healthcare | M2734B | DE43180234 | 2020-03-13 | 2755 | 2021-03-13
1054136 | Transducer, TOCO | Transducer | Transducer, Fetal Monitoring | Active | MSH | MSH | 15M | Nursing 15 Murray/Antenatal | Antenatal | Philips Healthcare | M2734B | DE43180238 | 2020-03-13 | 2755 | 2021-03-13
1054137 | Transducer, TOCO | Transducer | Transducer, Fetal Monitoring | Active | MSH | MSH | 15M | Nursing 15 Murray/Antenatal | Antenatal | Philips Healthcare | M2734B | DE43180242 | 2020-03-13 | 2755 | 2021-03-13
1054138 | Transducer, TOCO | Transducer | Transducer, Fetal Monitoring | Active | MSH | MSH | 15M | Nursing 15 Murray/Antenatal | Antenatal | Philips Healthcare | M2734B | DE43180244 | 2020-03-13 | 2755 | 2021-03-13
1054139 | Transducer, TOCO | Transducer | Transducer, Fetal Monitoring | Active | MSH | MSH | 15M | Nursing 15 Murray/Antenatal | Antenatal | Philips Healthcare | M2734B | DE43180245 | 2020-03-13 | 2755 | 2021-03-13
1054140 | Transducer, TOCO | Transducer | Transducer, Fetal Monitoring | Active | MSH | MSH | 15M | Nursing 15 Murray/Antenatal | Antenatal | Philips Healthcare | M2734B | DE43180246 | 2020-03-13 | 2755 | 2021-03-13
1054141 | Transducer, TOCO | Transducer | Transducer, Fetal Monitoring | Active | MSH | MSH | 15M | Nursing 15 Murray/Antenatal | Antenatal | Philips Healthcare | M2734B | DE43180248 | 2020-03-13 | 2755 | 2021-03-13
1054142 | Transducer, TOCO | Transducer | Transducer, Fetal Monitoring | Active | MSH | MSH | 15M | Nursing 15 Murray/Antenatal | Antenatal | Philips Healthcare | M2734B | DE43180250 | 2020-03-13 | 2755 | 2021-03-13
1054143 | Transducer, TOCO | Transducer | Transducer, Fetal Monitoring | Active | MSH | MSH | 15M | Nursing 15 Murray/Antenatal | Antenatal | Philips Healthcare | M2734B | DE43180252 | 2020-03-13 | 2755 | 2021-03-13
1054144 | Transducer, TOCO | Transducer | Transducer, Fetal Monitoring | Active | MSH | MSH | 15M | Nursing 15 Murray/Antenatal | Antenatal | Philips Healthcare | M2734B | DE43180253 | 2020-03-13 | 2755 | 2021-03-13
1054145 | Transducer, TOCO | Transducer | Transducer, Fetal Monitoring | Active | MSH | MSH | 15M | Nursing 15 Murray/Antenatal | Antenatal | Philips Healthcare | M2734B | DE43180254 | 2020-03-13 | 2755 | 2021-03-13
1054146 | Transducer, TOCO | Transducer | Transducer, Fetal Monitoring | Active | MSH | MSH | 15M | Nursing 15 Murray/Antenatal | Antenatal | Philips Healthcare | M2734B | DE43180257 | 2020-03-13 | 2755 | 2021-03-13
1054147 | Transducer, TOCO | Transducer | Transducer, Fetal Monitoring | Active | MSH | MSH | 15M | Nursing 15 Murray/Antenatal | Antenatal | Philips Healthcare | M2734B | DE43180258 | 2020-03-13 | 2755 | 2021-03-13
1054148 | Transducer, TOCO | Transducer | Transducer, Fetal Monitoring | Active | MSH | MSH | 15M | Nursing 15 Murray/Antenatal | Antenatal | Philips Healthcare | M2734B | DE43180259 | 2020-03-13 | 2755 | 2021-03-13
1054149 | Transducer, TOCO | Transducer | Transducer, Fetal Monitoring | Active | MSH | MSH | 15M | Nursing 15 Murray/Antenatal | Antenatal | Philips Healthcare | M2734B | DE43180260 | 2020-03-13 | 2755 | 2021-03-13
1054150 | Transducer, TOCO | Transducer | Transducer, Fetal Monitoring | Active | MSH | MSH | 15M | Nursing 15 Murray/Antenatal | Antenatal | Philips Healthcare | M2734B | DE43180261 | 2020-03-13 | 2755 | 2021-03-13
1054151 | Transducer, TOCO | Transducer | Transducer, Fetal Monitoring | Active | MSH | MSH | 15M | Nursing 15 Murray/Antenatal | Antenatal | Philips Healthcare | M2734B | DE43180262 | 2020-03-13 | 2755 | 2021-03-13
1054152 | Transducer, TOCO | Transducer | Transducer, Fetal Monitoring | Active | MSH | MSH | 15M | Nursing 15 Murray/Antenatal | Antenatal | Philips Healthcare | M2734B | DE43180265 | 2020-03-13 | 2755 | 2021-03-13
1054153 | Transducer, TOCO | Transducer | Transducer, Fetal Monitoring | Active | MSH | MSH | 15M | Nursing 15 Murray/Antenatal | Antenatal | Philips Healthcare | M2734B | DE43180266 | 2020-03-13 | 2755 | 2021-03-13
1054154 | Transducer, TOCO | Transducer | Transducer, Fetal Monitoring | Active | MSH | MSH | 15M | Nursing 15 Murray/Antenatal | Antenatal | Philips Healthcare | M2734B | DE43180267 | 2020-03-13 | 2755 | 2021-03-13
1054155 | Transducer, TOCO | Transducer | Transducer, Fetal Monitoring | Active | MSH | MSH | 15M | Nursing 15 Murray/Antenatal | Antenatal | Philips Healthcare | M2734B | DE43180270 | 2020-03-13 | 2755 | 2021-03-13
1054156 | Sphygmomanometers, Aneroid | Sphygmomanometers | Sphygmomanometers, Aneroid | Active | MSH | MSH | 18 | Heart Function Clinic | Heart Function Clinic | Amico |  | 19005961 | 2020-03-09 |  | 2023-03-13 | Model # AM-D-300MM 3 year warranty
1054160 | Transducer, Fetal Monitoring | Transducer | Transducer, Fetal Monitoring | Active | MSH | MSH | 15U | Obstetrical Suite (L&D) | 15th Floor - University Side | Philips Healthcare | M2736A | DE433G0318 | 2020-03-11
1054162 | Transducer, Fetal Monitoring | Transducer | Transducer, Fetal Monitoring | Active | MSH | MSH | 15M | Nursing 15 Murray/Antenatal | Antenatal | Philips Healthcare | M2736A | DE433G0166 | 2020-03-13 | 2755 | 2021-03-13 | Fetal monitor component, fetal monitor cost includes transducers
1054163 | Transducer, Fetal Monitoring | Transducer | Transducer, Fetal Monitoring | Active | MSH | MSH | 15M | Nursing 15 Murray/Antenatal | Antenatal | Philips Healthcare | M2736A | DE433G0282 | 2020-03-13 | 2755 | 2021-03-13 | Fetal monitor component, fetal monitor cost includes transducers
1054164 | Transducer, Fetal Monitoring | Transducer | Transducer, Fetal Monitoring | Active | MSH | MSH | 15M | Nursing 15 Murray/Antenatal | Antenatal | Philips Healthcare | M2736A | DE433G0295 | 2020-03-13 | 2755 | 2021-03-13 | Fetal monitor component, fetal monitor cost includes transducers
1054165 | Transducer, Fetal Monitoring | Transducer | Transducer, Fetal Monitoring | Active | MSH | MSH | 15M | Nursing 15 Murray/Antenatal | Antenatal | Philips Healthcare | M2736A | DE433G0206 | 2020-03-13 | 2755 | 2021-03-13 | Fetal monitor component, fetal monitor cost includes transducers
1054166 | Transducer, Fetal Monitoring | Transducer | Transducer, Fetal Monitoring | Active | MSH | MSH | 15M | Nursing 15 Murray/Antenatal | Antenatal | Philips Healthcare | M2736A | DE433G0172 | 2020-03-13 | 2755 | 2021-03-13 | Fetal monitor component, fetal monitor cost includes transducers
1054167 | Transducer, Fetal Monitoring | Transducer | Transducer, Fetal Monitoring | Active | MSH | MSH | 15M | Nursing 15 Murray/Antenatal | Antenatal | Philips Healthcare | M2736A | DE433G0286 | 2020-03-13 | 2755 | 2021-03-13 | Fetal monitor component, fetal monitor cost includes transducers
1054168 | Transducer, Fetal Monitoring | Transducer | Transducer, Fetal Monitoring | Active | MSH | MSH | 15M | Nursing 15 Murray/Antenatal | Antenatal | Philips Healthcare | M2736A | DE433G0223 | 2020-03-13 | 2755 | 2021-03-13 | Fetal monitor component, fetal monitor cost includes transducers
1054169 | Transducer, Fetal Monitoring | Transducer | Transducer, Fetal Monitoring | Active | MSH | MSH | 15M | Nursing 15 Murray/Antenatal | Antenatal | Philips Healthcare | M2736A | DE433G0129 | 2020-03-13 | 2755 | 2021-03-13 | Fetal monitor component, fetal monitor cost includes transducers
1054170 | Transducer, Fetal Monitoring | Transducer | Transducer, Fetal Monitoring | Active | MSH | MSH | 15M | Nursing 15 Murray/Antenatal | Antenatal | Philips Healthcare | M2736A | DE433G0266 | 2020-03-13 | 2755 | 2021-03-13 | Fetal monitor component, fetal monitor cost includes transducers
1054171 | Transducer, Fetal Monitoring | Transducer | Transducer, Fetal Monitoring | Active | MSH | MSH | 15M | Nursing 15 Murray/Antenatal | Antenatal | Philips Healthcare | M2736A | DE433G0186 | 2020-03-13 | 2755 | 2021-03-13 | Fetal monitor component, fetal monitor cost includes transducers
1054172 | Transducer, Fetal Monitoring | Transducer | Transducer, Fetal Monitoring | Active | MSH | MSH | 15M | Nursing 15 Murray/Antenatal | Antenatal | Philips Healthcare | M2736A | DE433G0297 | 2020-03-13 | 2755 | 2021-03-13 | Fetal monitor component, fetal monitor cost includes transducers
1054173 | Transducer, Fetal Monitoring | Transducer | Transducer, Fetal Monitoring | Active | MSH | MSH | 15M | Nursing 15 Murray/Antenatal | Antenatal | Philips Healthcare | M2736A | DE433G0163 | 2020-03-13 | 2755 | 2021-03-13 | Fetal monitor component, fetal monitor cost includes transducers
1054174 | Transducer, Fetal Monitoring | Transducer | Transducer, Fetal Monitoring | Active | MSH | MSH | 15M | Nursing 15 Murray/Antenatal | Antenatal | Philips Healthcare | M2736A | DE433G0190 | 2020-03-13 | 2755 | 2021-03-13 | Fetal monitor component, fetal monitor cost includes transducers
1054175 | Transducer, Fetal Monitoring | Transducer | Transducer, Fetal Monitoring | Active | MSH | MSH | 15M | Nursing 15 Murray/Antenatal | Antenatal | Philips Healthcare | M2736A | DE433G0075 | 2020-03-13 | 2755 | 2021-03-13 | Fetal monitor component, fetal monitor cost includes transducers
1054176 | Transducer, Fetal Monitoring | Transducer | Transducer, Fetal Monitoring | Active | MSH | MSH | 15M | Nursing 15 Murray/Antenatal | Antenatal | Philips Healthcare | M2736A | DE433G0281 | 2020-03-13 | 2755 | 2021-03-13 | Fetal monitor component, fetal monitor cost includes transducers
1054177 | Transducer, Fetal Monitoring | Transducer | Transducer, Fetal Monitoring | Active | MSH | MSH | 15M | Nursing 15 Murray/Antenatal | Antenatal | Philips Healthcare | M2736A | DE433G0180 | 2020-03-13 | 2755 | 2021-03-13 | Fetal monitor component, fetal monitor cost includes transducers
1054178 | Transducer, Fetal Monitoring | Transducer | Transducer, Fetal Monitoring | Active | MSH | MSH | 15M | Nursing 15 Murray/Antenatal | Antenatal | Philips Healthcare | M2736A | DE433G0167 | 2020-03-13 | 2755 | 2021-03-13 | Fetal monitor component, fetal monitor cost includes transducers
1054179 | Transducer, TOCO | Transducer | Transducer, Fetal Monitoring | Active | MSH | MSH | 15M | Nursing 15 Murray/Antenatal | Antenatal | Philips Healthcare | M2734B | DE43180113 | 2020-03-13 | 2755 | 2021-03-13 | Fetal monitor component, fetal monitor cost includes transducers
1054180 | Transducer, TOCO | Transducer | Transducer, Fetal Monitoring | Active | MSH | MSH | 15M | Nursing 15 Murray/Antenatal | Antenatal | Philips Healthcare | M2734B | DE43180167 | 2020-03-13 | 2755 | 2021-03-13 | Fetal monitor component, fetal monitor cost includes transducers
1054181 | Transducer, TOCO | Transducer | Transducer, Fetal Monitoring | Active | MSH | MSH | 15M | Nursing 15 Murray/Antenatal | Antenatal | Philips Healthcare | M2734B | DE43180160 | 2020-03-13 | 2755 | 2021-03-13 | Fetal monitor component, fetal monitor cost includes transducers
1054182 | Transducer, TOCO | Transducer | Transducer, Fetal Monitoring | Active | MSH | MSH | 15M | Nursing 15 Murray/Antenatal | Antenatal | Philips Healthcare | M2734B | DE43180101 | 2020-03-13 | 2755 | 2021-03-13 | Fetal monitor component, fetal monitor cost includes transducers
1054183 | Transducer, TOCO | Transducer | Transducer, Fetal Monitoring | Active | MSH | MSH | 15M | Nursing 15 Murray/Antenatal | Antenatal | Philips Healthcare | M2734B | DE43180179 | 2020-03-13 | 2755 | 2021-03-13 | Fetal monitor component, fetal monitor cost includes transducers
1054184 | Transducer, TOCO | Transducer | Transducer, Fetal Monitoring | Active | MSH | MSH | 15M | Nursing 15 Murray/Antenatal | Antenatal | Philips Healthcare | M2734B | DE43180176 | 2020-03-13 | 2755 | 2021-03-13 | Fetal monitor component, fetal monitor cost includes transducers
1054185 | Transducer, TOCO | Transducer | Transducer, Fetal Monitoring | Active | MSH | MSH | 15M | Nursing 15 Murray/Antenatal | Antenatal | Philips Healthcare | M2734B | DE43180115 | 2020-03-13 | 2755 | 2021-03-13 | Fetal monitor component, fetal monitor cost includes transducers
1054186 | Transducer, TOCO | Transducer | Transducer, Fetal Monitoring | Active | MSH | MSH | 15M | Nursing 15 Murray/Antenatal | Antenatal | Philips Healthcare | M2734B | DE43180105 | 2020-03-13 | 2755 | 2021-03-13 | Fetal monitor component, fetal monitor cost includes transducers
1054188 | Transducer, Fetal Monitoring | Transducer | Transducer, Fetal Monitoring | Active | MSH | MSH | 15U | Obstetrical Suite (L&D) | 15th Floor - University Side | Philips Healthcare | M2736A | DE433G0373 | 2020-03-11
1054190 | Transducer, Fetal Monitoring | Transducer | Transducer, Fetal Monitoring | Active | MSH | MSH | 15U | Obstetrical Suite (L&D) | 15th Floor - University Side | Philips Healthcare | M2736A | DE433G0302 | 2020-03-11 |  | 2021-03-12
1054191 | Transducer, Fetal Monitoring | Transducer | Transducer, Fetal Monitoring | Active | MSH | MSH | 15U | Obstetrical Suite (L&D) | 15th Floor - University Side | Philips Healthcare | M2736A | DE01856237 | 2020-03-11 |  | 2021-03-12
1054192 | Transducer, TOCO | Transducer | Transducer, Fetal Monitoring | Active | MSH | MSH | 15U | Obstetrical Suite (L&D) | 15th Floor - University Side | Philips Healthcare | M2734B | DE43180166 | 2020-03-18 |  | 2021-03-15
1054195 | Transducer, TOCO | Transducer | Transducer, Fetal Monitoring | Active | MSH | MSH | 15U | Obstetrical Suite (L&D) | 15th Floor - University Side | Philips Healthcare | M2734B | DE43180210 | 2019-03-18 |  | 2021-03-15
1054196 | Transducer, TOCO | Transducer | Transducer, Fetal Monitoring | Active | MSH | MSH | 15U | Obstetrical Suite (L&D) | 15th Floor - University Side | Philips Healthcare | M2734B | DE43180169 | 2020-03-18 |  | 2021-03-15
1054197 | Transducer, TOCO | Transducer | Transducer, Fetal Monitoring | Active | MSH | MSH | 15U | Obstetrical Suite (L&D) | 15th Floor - University Side | Philips Healthcare | M2734B | DE43180178 | 2019-03-18 |  | 2021-03-15
1054204 | Thermometers, Electronic | Thermometers | Thermometers, Electronic | Active | MSH | MSH | 3 | Emergency | 3rd (Main) Floor | Welch Allyn | Sure Temp Plus 901053 | 21-19404837 | 2020-03-13 |  | 2022-03-17
1054205 | Thermometers, Electronic | Thermometers | Thermometers, Electronic | Active | MSH | MSH | 3 | Emergency | 3rd (Main) Floor | Welch Allyn | Sure Temp Plus 901053 | 21-19404834 | 2020-03-13 |  | 2022-03-17
1054206 | Thermometers, Electronic | Thermometers | Thermometers, Electronic | Active | MSH | MSH | 11N | Nursing 11N Medicine | 11th Floor - North Side | Welch Allyn | Sure Temp Plus 901053 | 21-19375757 | 2020-03-13 |  | 2022-03-17
1054213 | Thermometers, Electronic | Thermometers | Thermometers, Electronic | Active | MSH | MSH | 17U | NICU | NICU | Welch Allyn | Sure Temp Plus 901053 | 21-19391945 | 2020-03-13 |  | 2022-03-17
1054214 | Thermometers, Electronic | Thermometers | Thermometers, Electronic | Active | MSH | MSH | 10S | Nursing 10S Geriatrics | 10th Floor - South Side | Welch Allyn | Sure Temp Plus 901053 | 21-19391850 | 2020-03-13 |  | 2022-03-17
1054215 | Thermometers, Electronic | Thermometers | Thermometers, Electronic | Active | MSH | MSH | 10S | Coronary Care Unit | 10th Floor - South Side | Welch Allyn | Sure Temp Plus 901053 | 21-19391866 | 2020-03-13 |  | 2022-03-17 | Previously in ED. Relocated to CCU.
1054216 | Sphygmomanometers, Aneroid | Sphygmomanometers | Sphygmomanometers, Aneroid | Active | MSH | MSH | 18 | Heart Function Clinic | Heart Function Clinic | Amico |  | 19005499 | 2020-03-09 |  | 2023-03-13 | Model # AM-D-300MM 3 year warranty
1054217 | Sphygmomanometers, Aneroid | Sphygmomanometers | Sphygmomanometers, Aneroid | Active | MSH | MSH | 18 | Heart Function Clinic | Heart Function Clinic | Amico |  | 19005505 | 2020-03-09 |  | 2023-03-13 | Model # AM-D-300MM 3 year warranty
1054218 | Sphygmomanometers, Aneroid | Sphygmomanometers | Sphygmomanometers, Aneroid | Active | MSH | MSH | 18 | Heart Function Clinic | Heart Function Clinic | Amico |  | 19005377 | 2020-03-09 |  | 2023-03-13 | Model # AM-D-300MM 3 year warranty
1054220 | Thermometers, Electronic | Thermometers | Thermometers, Electronic | Active | MSH | MSH | 10S | Coronary Care Unit | 10th Floor - South Side | Welch Allyn | Sure Temp Plus 901053 | 21-19375366 | 2020-03-13 |  | 2022-03-17 | Taken from ED and repurposed to CCU
1054221 | Thermometers, Electronic | Thermometers | Thermometers, Electronic | Active | MSH | MSH | 3 | Emergency | 3rd (Main) Floor | Welch Allyn | Sure Temp Plus 901053 | 21-19391852 | 2020-03-13 |  | 2022-03-17
1054222 | Thermometers, Electronic | Thermometers | Thermometers, Electronic | Active | MSH | MSH | 3 | Emergency | 3rd (Main) Floor | Welch Allyn | Sure Temp Plus 901053 | 21-19375755 | 2020-03-13 |  | 2022-03-17
1054223 | Thermometers, Electronic, Infrared, Ear | Thermometers | Thermometers, Electronic, Infrared, Ear | Active | MSH | MSH | 3 | Emergency | 3rd (Main) Floor | Cardinal Health Canada Inc | Genius 3 | N20700157 | 2020-03-18 |  | 2023-03-18
1054224 | Thermometers, Electronic, Infrared, Ear | Thermometers | Thermometers, Electronic, Infrared, Ear | Active | MSH | MSH | 3 | Emergency | Emergency | Cardinal Health Canada Inc | Genius 3 | N22021550 | 2020-03-18 |  | 2023-03-18 | N19872024 replaced with N22021550 12/09/2022
1054225 | Thermometers, Electronic | Thermometers | Thermometers, Electronic | Active | MSH | MSH | 3 | Emergency | 3rd (Main) Floor | Welch Allyn | Sure Temp Plus 901053 | 21-19375738 | 2020-03-13 |  | 2022-03-17
1054226 | Thermometers, Electronic | Thermometers | Thermometers, Electronic | Active | MSH | MSH | 17U | NICU | NICU | Welch Allyn | Sure Temp Plus 901053 | 21-19375758 | 2020-03-13 |  | 2022-03-17
1054227 | Ultrasound | Scanning Systems | Scanning Systems, Ultrasonic | Active | MSH | OPG | 3rd Floor | Special Pregnancy Program-Fetal | SPP-HALL-D-3 | GE Healthcare | H48701XT - Voluson E10 | E75746 | 2020-03-18 | 0 | 2019-09-21 | AE: MSH_US_SPP_VOLD Probes: EM6C G2, 5694357, 226949KR6, 647624EM6C RM6C, KTI300849, 238232KR3 C1-5-D, 5261135, 731202WX8 9L-D, 5194432, 215995WP2 RIC5-9-D, KTI156991, 239785KR9 C2-9-D, 5405253, 306770YP9 IC5-9D, 5492351, 698476WX9 IC5-9D, 5492351, 692917WX8 IC5-9D, 5492351, 698504WX8
1054228 | Thermometers, Electronic | Thermometers | Thermometers, Electronic | Active | MSH | MSH | 15M | Nursing 15 Murray/Antenatal | 15th Floor - Murray Side | Welch Allyn | Sure Temp Plus 901053 | 21-19391906 | 2020-03-13 |  | 2022-03-17
1054229 | Thermometers, Electronic | Thermometers | Thermometers, Electronic | Active | MSH | MSH | 10S | Nursing 10S Geriatrics | 10th Floor - South Side | Welch Allyn | Sure Temp Plus 901053 | 21-193918876 | 2020-03-13 |  | 2022-03-17
1054268 | Thermometers, Electronic | Thermometers | Thermometers, Electronic | Active | MSH | MSH | 10S | Coronary Care Unit | 10th Floor - South Side | Welch Allyn | Sure Temp Plus 901053 | 21-19391880 | 2020-03-13 |  | 2022-03-17 | Previously used in ED. moved to CCU
1054269 | Thermometers, Electronic | Thermometers | Thermometers, Electronic | Active | MSH | MSH | 3 | Emergency | Emergency | Welch Allyn | 692-Sure Temp Plus | (21) 19404821 | 2020-03-19 |  | 2022-03-19
1054275 | Beds, Electric | Beds | Beds, Electric | Active | MSH | MSH | 16U | Echocardiography | ECHO | IBIOM Instruments Ltd | ECHO-FLEX 5002 | 4962 | 2020-03-19 |  |  | Model number ECHO-FLEX 5002 3 year warranty with IBIOM.
1054285 | Aspirators, Emergency | Aspirators | Aspirators, Emergency | Active | MSH | MSH | 7 | Respiratory Therapy | OR | LAERDAL MEDICAL CORP | 780030 | 78491252094 | 2021-03-19 | 1200 | 2015-03-11 | 3 Year Battery
1054286 | Thermometers, Electronic | Thermometers | Thermometers, Electronic | Active | MSH | MSH | 3 | Emergency | Emergency | Welch Allyn | 692-Sure Temp Plus | (21)19404841 | 2020-03-19 |  | 2022-03-19
1054287 | Thermometers, Electronic | Thermometers | Thermometers, Electronic | Active | MSH | MSH | 15M | Nursing 15 Murray/Antenatal | 15th Floor - Murray Side | Welch Allyn | 692-Sure Temp Plus | (21)19404918 | 2020-03-19 |  | 2022-03-19
1054288 | Thermometers, Electronic | Thermometers | Thermometers, Electronic | Active | MSH | MSH | 17U | NICU | NICU | Welch Allyn | 692-Sure Temp Plus | (21)19404844 | 2020-03-19 |  | 2022-03-19
1054289 | Thermometers, Electronic | Thermometers | Thermometers, Electronic | Active | MSH | MSH | 3 | Emergency | Emergency | Welch Allyn | 692-Sure Temp Plus | (21)19404916 | 2020-03-19 |  | 2022-03-19
1054290 | Thermometers, Electronic | Thermometers | Thermometers, Electronic | Active | MSH | MSH | 3 | Emergency | Emergency | Welch Allyn | 692-Sure Temp Plus | (21)19404912 | 2020-03-19 |  | 2022-03-19
1054291 | Thermometers, Electronic | Thermometers | Thermometers, Electronic | Active | MSH | MSH | 17U | NICU | NICU | Welch Allyn | 692-Sure Temp Plus | (21)19404679 | 2020-03-19 |  | 2022-03-19
1054292 | Thermometers, Electronic | Thermometers | Thermometers, Electronic | Active | MSH | MSH | 3 | Emergency | Emergency | Welch Allyn | 692-Sure Temp Plus | (21)19404695 | 2020-03-19 |  | 2022-03-19
1054298 | Thermometers, Electronic, Infrared, Ear | Thermometers | Thermometers, Electronic, Infrared, Ear | Active | MSH | MSH | 3 | PACU | 3rd (Main) Floor | Cardinal Health Canada Inc | Genius 3 | N19829005 | 2020-03-18 |  | 2023-03-18 | PACU purchased the thermometer and it is used in ED currently
1054299 | Thermometers, Electronic, Infrared, Ear | Thermometers | Thermometers, Electronic, Infrared, Ear | Active | MSH | MSH | 3 | PACU | 3rd (Main) Floor | Cardinal Health Canada Inc | Genius 3 | N19829003 | 2020-03-18 |  | 2023-03-18 | PACU purchased the thermometer and it is used in ED currently
1054306 | Monitors, Vital Signs | Monitors, Vital Signs | Monitors, Vital Signs | Active | MSH | MSH | 11S | Nursing 11S Medicine | 11th Floor - South Side | Welch Allyn | 68MXTX - CVSM 6000 | 100010460420 | 2020-03-20 | 3501 | 2025-03-20 | Purchased for EOPS, being used in assessment center - Main - Henneck (COVID19)
1054307 | Monitors, Vital Signs | Monitors, Vital Signs | Monitors, Vital Signs | Active | MSH | MSH | 11S | Nursing 11S Medicine | 11th Floor - South Side | Welch Allyn | 68MXXX-B | 100010430420 | 2020-03-20 | 3501 | 2025-03-20 | Purchased for EOPS, being used in assessment center - Main - Henneck (COVID19)
1054308 | Monitors, Vital Signs | Monitors, Vital Signs | Monitors, Vital Signs | Active | MSH | MSH | 11S | Nursing 11S Medicine | 11th Floor - South Side | Welch Allyn | 68MXXX-B | 100010550420 | 2020-03-20 | 3501 | 2025-03-20 | Purchased for EOPS, being used in assessment center - Main - Henneck (COVID19)
1054309 | Thermometers, Electronic, Infrared, Ear | Thermometers | Thermometers, Electronic, Infrared, Ear | Active | MSH | MSH | 3 | Emergency | 3rd (Main) Floor | Cardinal Health Canada Inc | Genius 3 | N19834465 | 2020-03-18 |  | 2023-03-18
1054310 | Thermometers, Electronic, Infrared, Ear | Thermometers | Thermometers, Electronic, Infrared, Ear | Active | MSH | MSH | 3 | Emergency | Emergency | Cardinal Health Canada Inc | Genius 3 | N21730478 | 2020-03-18 |  | 2023-03-18 | N19834493 replaced with N21730478 on Oct 25/22
1054317 | Monitors, Vital Signs | Monitors, Vital Signs | Monitors, Vital Signs | Active | MSH | MSH | 11S | Nursing 11S Medicine | 11th Floor - South Side | Welch Allyn | 68MXTX - CVSM 6000 | 100010400420 | 2020-03-20 | 3501 | 2025-03-24 | Purchased for PACU, being used in assessment center - Main - Henneck (COVID19)
1054318 | Monitors, Vital Signs | Monitors, Vital Signs | Monitors, Vital Signs | Active | MSH | MSH | 6 | Endoscopy | 6 | Welch Allyn | 68MXTX - CVSM 6000 | 100019991020 | 2020-03-20 | 3501 | 2025-03-24 | Purchased for PACU, being used in assessment center - Main - Henneck (COVID19)
1054319 | Monitors, Vital Signs | Monitors, Vital Signs | Monitors, Vital Signs | Active | MSH | MSH | 7 | PACU | PACU | Welch Allyn | 68MXTX - CVSM 6000 | 100008810320 | 2020-03-20 | 3501 | 2025-03-24 | Purchased for PACU, being used in assessment center - Main - Henneck (COVID19) Final destination EOPS - May 2020
1054320 | Monitors, Vital Signs | Monitors, Vital Signs | Monitors, Vital Signs | Active | MSH | MSH | 6 | Endoscopy | 6 | Welch Allyn | 68MXTX - CVSM 6000 | 100015360720 | 2020-03-20 | 3501 | 2025-03-24 | Purchased for PACU, being used in assessment center - Main - Henneck (COVID19)
1054321 | Otoscope/Ophthalmascope | Otoscope/Ophthalmascope | Otoscope/Ophthalmascope | Active | MSH | MSH | 5 | ICU | ICU | Amico | DS-UDM-2 | DS10663CG | 2020-03-24 |  | 2021-03-24
1054322 | Otoscope/Ophthalmascope | Otoscope/Ophthalmascope | Otoscope/Ophthalmascope | Active | MSH | MSH | 5 | ICU | ICU | Amico | DS-UDM-2 | DS10661CG | 2020-03-24 |  | 2021-03-24
1054323 | Otoscope/Ophthalmascope | Otoscope/Ophthalmascope | Otoscope/Ophthalmascope | Active | MSH | MSH | 3 | Emergency | Emergency | Amico | DS-UDM-2 | DS10662CG | 2020-03-24 |  | 2021-03-24
1054331 | Laryngoscopes, Video | Laryngoscopes | Laryngoscopes, Video | Active | MSH | MSH | 3 | Emergency | 3rd (Main) Floor | STORZ INSTRUMENT CO | 8403ZX | OR14992 | 2020-03-24 |  | 2021-03-25 | 8403DXC MIL#0 SN TS9169 8403DXC MIL#0 SN TS9161 8403GXC MIL#1 SN SS8251 8403GXC MIL#1 SN RS7197
1054344 | Thermometers, Electronic | Thermometers | Thermometers, Electronic | Active | MSH | MSH | 10N | Nursing 10N Geriatrics | 10th Floor - North Side | Welch Allyn | 692-Sure Temp Plus | (21) 19404831 | 2020-03-25 |  | 2022-03-26
1054345 | Thermometers, Electronic | Thermometers | Thermometers, Electronic | Active | MSH | MSH | 10S | Nursing 10S Geriatrics | 10th Floor - South Side | Welch Allyn | 692-Sure Temp Plus | (21) 19404692 | 2020-03-25 |  | 2022-03-25
1054346 | Thermometers, Electronic | Thermometers | Thermometers, Electronic | Active | MSH | MSH | 10N | Nursing 10N Geriatrics | 10th Floor - North Side | Welch Allyn | 692-Sure Temp Plus | (21) 19404682 | 2020-03-25 |  | 2022-03-25
1054347 | Thermometers, Electronic | Thermometers | Thermometers, Electronic | Active | MSH | MSH | 10N | Nursing 10N Geriatrics | 10th Floor - North Side | Welch Allyn | 692-Sure Temp Plus | (21) 19404701 | 2020-03-25 |  | 2022-03-25
1054348 | Thermometers, Electronic | Thermometers | Thermometers, Electronic | Active | MSH | MSH | 12S | Nursing 12S Medicine | 12th Floor - South Side | Welch Allyn | 692-Sure Temp Plus | (21) 19404699 | 2020-03-25 |  | 2022-03-25
1054349 | Thermometers, Electronic | Thermometers | Thermometers, Electronic | Active | MSH | MSH | 12S | Nursing 12S Medicine | 12th Floor - South Side | Welch Allyn | 692-Sure Temp Plus | (21) 19404687 | 2020-03-25 |  | 2022-03-25
1054350 | Thermometers, Electronic | Thermometers | Thermometers, Electronic | Active | MSH | MSH | 12S | Nursing 12S Medicine | 12th Floor - South Side | Welch Allyn | 692-Sure Temp Plus | (21) 19404694 | 2020-03-25 |  | 2022-03-25
1054351 | Thermometers, Electronic | Thermometers | Thermometers, Electronic | Active | MSH | MSH | 15M | Nursing 15 Murray/Antenatal | 15th Floor - Murray Side | Welch Allyn | 692-Sure Temp Plus | (21) 19404685 | 2020-03-25 |  | 2022-03-25
1054352 | Thermometers, Electronic | Thermometers | Thermometers, Electronic | Active | MSH | MSH | 10S | Nursing 10S Geriatrics | 10th Floor - South Side | Welch Allyn | 692-Sure Temp Plus | (21) 19404700 | 2020-03-25 |  | 2022-03-25
1054353 | Thermometers, Electronic | Thermometers | Thermometers, Electronic | Active | MSH | MSH | 14S | Nursing 14S Medicine | 14th Floor - South Side | Welch Allyn | 692-Sure Temp Plus | (21) 19404941 | 2020-03-25 |  | 2022-03-25
1054354 | Thermometers, Electronic | Thermometers | Thermometers, Electronic | Active | MSH | MSH | 14S | Nursing 14S Medicine | 14th Floor - South Side | Welch Allyn | 692-Sure Temp Plus | (21) 19404818 | 2020-03-25 |  | 2022-03-25
1054355 | Thermometers, Electronic | Thermometers | Thermometers, Electronic | Active | MSH | MSH | 10S | Nursing 10S Geriatrics | 10th Floor - South Side | Welch Allyn | 692-Sure Temp Plus | (21) 19404830 | 2020-03-25 |  | 2022-03-25
1054356 | Thermometers, Electronic | Thermometers | Thermometers, Electronic | Active | MSH | MSH | 15M | Nursing 15 Murray/Antenatal | 15th Floor - Murray Side | Welch Allyn | 692-Sure Temp Plus | (21) 19404828 | 2020-03-25 |  | 2022-03-25
1054357 | Thermometers, Electronic | Thermometers | Thermometers, Electronic | Active | MSH | MSH | 5 | ICU | 5 | Welch Allyn | 692-Sure Temp Plus | (21) 19404813 | 2020-03-25 |  | 2022-03-25
1054358 | Thermometers, Electronic | Thermometers | Thermometers, Electronic | Active | MSH | MSH | 10S | Coronary Care Unit | 10th Floor - South Side | Welch Allyn | 692-Sure Temp Plus | (21) 19404811 | 2020-03-25 |  | 2022-03-25 | Originally on covid 16 floor. Repurposed to CCU.
1054359 | Thermometers, Electronic | Thermometers | Thermometers, Electronic | Active | MSH | MSH | 14S | Nursing 14S Medicine | 14th Floor - South Side | Welch Allyn | 692-Sure Temp Plus | (21) 19404506 | 2020-03-25 |  | 2022-03-25
1054360 | Thermometers, Electronic | Thermometers | Thermometers, Electronic | Active | MSH | MSH | 5 | ICU | 5 | Welch Allyn | 692-Sure Temp Plus | (21) 19404814 | 2020-03-25 |  | 2022-03-25
1054361 | Thermometers, Electronic | Thermometers | Thermometers, Electronic | Active | MSH | MSH | 15M | Nursing 15 Murray/Antenatal | 15th Floor - Murray Side | Welch Allyn | 692-Sure Temp Plus | (21) 19404843 | 2020-03-25 |  | 2022-03-25
1054364 | Monitors, Vital Signs | Monitors, Vital Signs | Monitors, Vital Signs | Active | MSH | MSH | 7 | PACU | PACU | Welch Allyn | 68MXTX - CVSM 6000 | 100010540420 | 2020-03-24 | 3501 | 2025-03-24
1054365 | Monitors, Vital Signs | Monitors, Vital Signs | Monitors, Vital Signs | Active | MSH | MSH | 3 | Emergency | 3rd (Main) Floor | Welch Allyn | 68MXTX - CVSM 6000 | 100015460720 | 2020-03-24 | 3501 | 2025-03-24
1054366 | Monitors, Vital Signs | Monitors, Vital Signs | Monitors, Vital Signs | Active | MSH | MSH | 6 | Endoscopy | 6 | Welch Allyn | 68MXTX - CVSM 6000 | 100015420720 | 2020-03-24 | 3501 | 2025-03-24 | Purchased for PAU, being used in assessment center - Main - Henneck (COVID19)
1054367 | Monitors, Vital Signs | Monitors, Vital Signs | Monitors, Vital Signs | Active | MSH | MSH | 7 | PACU | PACU | Welch Allyn | 68MXTX - CVSM 6000 | 100010420420 | 2020-03-24 | 3501 | 2025-03-24 | Purchased for PAU, being used in assessment center - Main - Henneck (COVID19) Final destination in EOPS May 2020
1054368 | Monitors, Vital Signs | Monitors, Vital Signs | Monitors, Vital Signs | Active | MSH | MSH | 3 | Emergency | Emergency | Welch Allyn | 68MXTX - CVSM 6000 | 100015410720 | 2020-03-24 | 3501 | 2025-03-24
1054369 | Monitors, Vital Signs | Monitors, Vital Signs | Monitors, Vital Signs | Active | MSH | MSH | 3 | Emergency | Emergency | Welch Allyn | 68MXTX - CVSM 6000 | 100015450720 | 2020-03-24 | 3501 | 2025-03-24
1054371 | Monitors, Vital Signs | Monitors, Vital Signs | Monitors, Vital Signs | Active | MSH | MSH | 4 | Preadmission Clinic | 4 | Welch Allyn | 68MXTX - CVSM 6000 | 100015340720 | 2020-03-24 | 3501 | 2025-03-24
1054372 | Monitors, Vital Signs | Monitors, Vital Signs | Monitors, Vital Signs | Active | MSH | MSH | 3 | Emergency | 3rd (Main) Floor | Welch Allyn | 68MXTX - CVSM 6000 | 100010620420 | 2020-03-24 | 3501 | 2025-03-24
1054373 | Monitors, Vital Signs | Monitors, Vital Signs | Monitors, Vital Signs | Active | MSH | MSH | 6 | General Oncology Clinic | Oncology | Welch Allyn | 68MXTX - CVSM 6000 | 100010410420 | 2020-03-24 | 3501 | 2025-03-24 | Purchased for Endoscopy, being used on 10th Floor - North Side - COVID -19 Area
1054374 | Monitors, Vital Signs | Monitors, Vital Signs | Monitors, Vital Signs | Active | MSH | MSH | 7 | PACU | PACU | Welch Allyn | 68MXTX - CVSM 6000 | 100010470420 | 2020-03-24 | 3501 | 2025-03-24
1054375 | Monitors, Vital Signs | Monitors, Vital Signs | Monitors, Vital Signs | Active | MSH | MSH | 3 | Emergency | 3rd (Main) Floor | Welch Allyn | 68MXTX - CVSM 6000 | 100010600420 | 2020-03-24 | 3501 | 2025-03-24
1054376 | Monitors, Vital Signs | Monitors, Vital Signs | Monitors, Vital Signs | Active | MSH | MSH | 4 | Preadmission Clinic | 4 | Welch Allyn | 68MXTX - CVSM 6000 | 100010590420 | 2020-03-24 | 3501 | 2025-03-24
1054377 | Monitors, Vital Signs | Monitors, Vital Signs | Monitors, Vital Signs | Active | MSH | MSH | 6 | General Oncology Clinic | Oncology | Welch Allyn | 68MXTX - CVSM 6000 | 100010380420 | 2020-03-24 | 3501 | 2025-03-24
1054378 | Monitors, Vital Signs | Monitors, Vital Signs | Monitors, Vital Signs | Active | MSH | MSH | 7 | PACU | PACU | Welch Allyn | 68MXTX - CVSM 6000 | 100010510420 | 2020-03-24 | 3501 | 2025-03-24 | Purchased for Oncoloy, planned for use in COVID -19 Area Final destination in EOPS
1054379 | Monitors, Vital Signs | Monitors, Vital Signs | Monitors, Vital Signs | Active | MSH | MSH | 7 | PACU | PACU | Welch Allyn | 68MXTX - CVSM 6000 | 100006210320 | 2020-03-24 | 3501 | 2025-03-24
1054380 | Monitors, Vital Signs | Monitors, Vital Signs | Monitors, Vital Signs | Active | MSH | MSH | 6 | Endoscopy | 6 | Welch Allyn | 68MXTX - CVSM 6000 | 100006170320 | 2020-03-24 | 3501 | 2025-03-24 | Purchased for Oncology, planned for use in COVID -19 Area
1054381 | Monitors, Vital Signs | Monitors, Vital Signs | Monitors, Vital Signs | Active | MSH | MSH | 4 | Preadmission Clinic | 4 | Welch Allyn | 68MXTX - CVSM 6000 | 100010370420 | 2020-03-24 | 3501 | 2025-03-24
1054382 | Monitors, Vital Signs | Monitors, Vital Signs | Monitors, Vital Signs | Active | MSH | MSH | 7 | PACU | PACU | Welch Allyn | 68MXTX - CVSM 6000 | 100024791120 | 2020-03-24 | 3501 | 2025-03-24
1054383 | Monitors, Vital Signs | Monitors, Vital Signs | Monitors, Vital Signs | Active | MSH | MSH | 4 | Preadmission Clinic | 4 | Welch Allyn | 68MXTX - CVSM 6000 | 100006180320 | 2020-03-24 | 3501 | 2025-03-24
1054384 | Monitors, Vital Signs | Monitors, Vital Signs | Monitors, Vital Signs | Active | MSH | MSH | 7 | PACU | PACU | Welch Allyn | 68MXTX - CVSM 6000 | 100010580420 | 2020-03-24 | 3501 | 2025-03-24 | Does not yet have barcode scanner
1054411 | Scales, Infant | Scales | Scales, Infant | Active | MSH | MSH | 3 | Emergency | Emergency | Pelstar | 2210KL | 2210001093 | 2020-03-24 |  | 2022-03-24 | Vendor is Medical mart. See attached documentation. 5150 Spectrum Way Suite 300 Mississauga, L4W5G2. 1.800.268.2848
1054412 | Scales, Patient, Floor | Scales | Scales, Patient, Floor | Active | MSH | MSH | 16N | 16N Med/Surg Temp Surge | Surge | HEALTH O METER INC | 597KL | 597T014125 | 2020-03-23 |  | 2021-03-27 | Purchased form Medical Mart. Nov 12/24 - moved to 16N Surge
1054413 | BLADDER SCANNER | BLADDER SCANNER | BLADDER SCANNER | Active | MSH | MSH | 5 | ICU | ICU | Verathon Medical | Prime Plus | C1511313 | 2020-03-27 |  | 2025-03-27 | Probe SN P1515407 ** All physical damages covered under warranty **
1054414 | BLADDER SCANNER | BLADDER SCANNER | BLADDER SCANNER | Active | MSH | MSH | 16N | 16N Med/Surg Temp Surge | 16th Floor - North Side | Verathon Medical | Prime Plus | C1511314 | 2020-03-27 |  | 2025-03-27 | Probe SN P1515408 ** All physical damages covered under warranty ** Moved to 16N surge - Nov 22/24 ( listed under ICU account previously)
1054415 | Cart | Cart | Cart | Active | MSH | MSH | 6 | Endoscopy | 6 | not found |  | 2000EFWDII021920A | 2020-03-27 |  | 2023-02-19
1054416 | Transducer, TOCO | Transducer | Transducer, Fetal Monitoring | Active | MSH | MSH | 15U | Obstetrical Suite (L&D) | 15th Floor - University Side | Philips Healthcare | M2734B | DE43180350 | 2020-03-13 | 2755 | 2021-03-26
1054418 | Transducer, TOCO | Transducer | Transducer, Fetal Monitoring | Active | MSH | MSH | 15U | Obstetrical Suite (L&D) | 15th Floor - University Side | Philips Healthcare | M2734B | DE43180395 | 2020-03-13 | 2755 | 2021-03-26
1054420 | Transducer, TOCO | Transducer | Transducer, Fetal Monitoring | Active | MSH | MSH | 15M | Obstetrical Suite (L&D) | Antenatal | Philips Healthcare | M2734B | DE43180297 | 2020-03-13 | 2755 | 2021-03-26
1054421 | Monitors, Vital Signs | Monitors, Vital Signs | Monitors, Vital Signs | Active | BH | BH | 9S | Bridgepoint | 9th Floor - South Side | Welch Allyn | 68MXTX - CVSM 6000 | 100024521120 | 2020-03-20 | 3501 | 2025-03-20
1054422 | Monitors, Vital Signs | Monitors, Vital Signs | Monitors, Vital Signs | Active | BH | BH | 2S | Bridgepoint | 2nd Floor - South Side | Welch Allyn | 68MXTX - CVSM 6000 | 100015350720 | 2020-03-20 | 3501 | 2025-03-20
1054423 | Monitors, Vital Signs | Monitors, Vital Signs | Monitors, Vital Signs | Active | BH | BH | CSR | Bridgepoint | Basement (CSR) | Welch Allyn | 68MXTX - CVSM 6000 | 100024531120 | 2020-03-20 | 3501 | 2025-03-20
1054424 | Aspirators, Emergency | Aspirators | Aspirators, Emergency | Active | MSH | MSH | 1 | Respiratory Therapy | 1st Floor | LAERDAL MEDICAL CORP | 78003020 | 78501979105 | 2020-03-30 | 1200 | 2021-03-30 | Purchased for COVID 19 Pandemic. See attcahed PO#s. 2 units per PO#.
1054426 | Aspirator, Emergency | Aspirators | Aspirators, Emergency | Active | MSH | MSH | 3 | Respiratory Therapy | Emergency | LAERDAL MEDICAL CORP | 78003020 | 78511979266 | 2020-03-30 | 1200 | 2021-03-30 | Purchased for COVID 19 Pandemic. See attcahed PO#s. 2 units per PO#.
1054427 | Aspirator, Emergency | Aspirators | Aspirators, Emergency | Active | MSH | MSH | 1 | Respiratory Therapy | 1st Floor | LAERDAL MEDICAL CORP | 78003020 | 78501979102 | 2020-03-30 | 1200 | 2021-03-30 | Purchased for COVID 19 Pandemic. See attcahed PO#s. 2 units per PO#. Given to OR to replace two retired LSUs - Nov 2020
1054428 | Aspirator, Emergency | Aspirators | Aspirators, Emergency | Active | MSH | MSH | 1 | Respiratory Therapy | 1st Floor | LAERDAL MEDICAL CORP | 78003020 | 78501979103 | 2020-03-30 | 1200 | 2021-03-30 | Purchased for COVID 19 Pandemic. See attcahed PO#s. 2 units per PO#.
1054429 | Aspirator, Emergency | Aspirators | Aspirators, Emergency | Active | MSH | MSH | 1 | Respiratory Therapy | 1st Floor | LAERDAL MEDICAL CORP | 78003020 | 78501978978 | 2020-03-30 | 1200 | 2021-03-30 | Purchased for COVID 19 Pandemic. See attcahed PO#s. 2 units per PO#. Located 15M
1054430 | Aspirator, Emergency | Aspirators | Aspirators, Emergency | Active | MSH | MSH | 1 | Biomedical Engineering | Spare | LAERDAL MEDICAL CORP | 78003020 | 78501979104 | 2020-03-30 | 1200 | 2021-03-30 | Purchased for COVID 19 Pandemic. See attcahed PO#s. 2 units per PO#.
1054431 | Aspirator, Emergency | Aspirators | Aspirators, Emergency | Active | MSH | MSH | 1 | Biomedical Engineering | Spare | LAERDAL MEDICAL CORP | 78003020 | 78511979274 | 2020-03-30 | 1200 | 2021-03-30 | Purchased for COVID 19 Pandemic. See attcahed PO#s. 2 units per PO#.
1054432 | Aspirator, Emergency | Aspirators | Aspirators, Emergency | Active | MSH | MSH | 1 | Respiratory Therapy | 1st Floor | LAERDAL MEDICAL CORP | 78003020 | 78501978977 | 2020-03-30 | 1200 | 2021-03-30 | Purchased for COVID 19 Pandemic. See attcahed PO#s. 2 units per PO#.
1054433 | Aspirator, Emergency | Aspirators | Aspirators, Emergency | Active | MSH | MSH | 15U | Respiratory Therapy | L&D | LAERDAL MEDICAL CORP | 78003020 | 78501979101 | 2020-03-30 | 1200 | 2021-03-30 | Purchased for COVID 19 Pandemic. See attcahed PO#s. 2 units per PO#.
1054434 | Aspirator, Emergency | Aspirators | Aspirators, Emergency | Active | MSH | MSH | 1 | Respiratory Therapy | 1st Floor | LAERDAL MEDICAL CORP | 78003020 | 78511979264 | 2020-03-30 | 1200 | 2021-03-30 | Purchased for COVID 19 Pandemic. See attcahed PO#s. 2 units per PO#.
1054441 | Laryngoscopes, Video | Laryngoscopes | Laryngoscopes, Video | Active | MSH | MSH | 1 | Respiratory Therapy | 1st Floor | Verathon Medical | 0570-0376-GlideScope-Core 10" | CM200151 | 2020-03-31 |  | 2022-03-31
1054448 | Beds, Electric | Beds | Beds, Electric | Active | MSH | MSH | 5 | ICU | ICU | HILL-ROM CO INC | P7500A | V070AW8251 | 2020-03-31 | 35000 | 2022-03-31 | HILL-ROM BED SYSTEM, Please contact Vendor for repair .Attached PO and Contract Contact Hill-Rom Tech Vince Trifonov for repair ( 416-454-8876 ) Ventsislav Trifonov Field Service Technician +1 905-206-1355 ventsislav.trifonov@hill-rom.com
1054460 | Infusion Pumps, High-Flow, Warming | INFUSION PUMPS | Infusion Pumps, High-Flow, Warming | Active | MSH | MSH | 3 | Emergency | Emergency | Smiths Medical | H-1200 | 33002403 | 2020-03-26 |  |  | Chamber Serial #s: 44004989 44004946
1054462 | Infusion Pumps, High-Flow, Warming | INFUSION PUMPS | Infusion Pumps, High-Flow, Warming | Active | MSH | MSH | 5 | ICU | ICU | Smiths Medical | H-1200 | 33002405 | 2020-03-26 |  |  | Chamber Serial #s: 44004988 44004987
1054464 | Beds, Electric | Beds | Beds, Electric | Active | MSH | MSH | 5 | ICU | ICU | HILL-ROM CO INC | P7500A | V073AW8357 | 2020-03-31 | 35000 | 2022-03-31 | HILL-ROM BED SYSTEM, Please contact Vendor for repair .Attached PO and Contract Contact Hill-Rom Tech Vince Trifonov for repair ( 416454-8876 )
1054465 | Beds, Electric | Beds | Beds, Electric | Active | MSH | MSH | 5 | ICU | ICU | HILL-ROM CO INC | P7500A | V071AW8305 | 2020-03-31 | 35000 | 2022-03-31 | HILL-ROM BED SYSTEM, Please contact Vendor for repair .Attached PO and Contract Contact Hill-Rom Tech Vince Trifonov for repair ( 416454-8876 )
1054466 | Beds, Electric | Beds | Beds, Electric | Active | MSH | MSH | 5 | ICU | ICU | HILL-ROM CO INC | P7500A | V073AW8358 | 2020-03-31 | 35000 | 2022-03-31 | HILL-ROM BED SYSTEM, Please contact Vendor for repair .Attached PO and Contract Contact Hill-Rom Tech Vince Trifonov for repair ( 416454-8876 )
1054467 | Beds, Electric | Beds | Beds, Electric | Active | MSH | MSH | 5 | ICU | ICU | HILL-ROM CO INC | P7500A | V073AW8350 | 2020-03-31 | 35000 | 2022-03-31 | HILL-ROM BED SYSTEM, Please contact Vendor for repair .Attached PO and Contract Contact Hill-Rom Tech Vince Trifonov for repair ( 416454-8876 )
1054468 | Infusion Pumps, High-Flow, Warming | INFUSION PUMPS | Infusion Pumps, High-Flow, Warming | Active | MSH | MSH | 5 | ICU | ICU | Smiths Medical | H-1200 | 33002404 | 2020-03-26 |  |  | Chamber Serial #s: 44004985 44004986
1054469 | Beds, Electric | Beds | Beds, Electric | Active | MSH | MSH | 5 | ICU | ICU | HILL-ROM CO INC | P7500A | V073AW8351 | 2020-03-31 | 35000 | 2022-03-31 | HILL-ROM BED SYSTEM, Please contact Vendor for repair .Attached PO and Contract Contact Hill-Rom Tech Vince Trifonov for repair ( 416454-8876 )
1054470 | Beds, Electric | Beds | Beds, Electric | Active | MSH | MSH | 5 | ICU | ICU | HILL-ROM CO INC | P7500A | V073AW8352 | 2020-03-31 | 35000 | 2022-03-31 | HILL-ROM BED SYSTEM, Please contact Vendor for repair .Attached PO and Contract Contact Hill-Rom Tech Vince Trifonov for repair ( 416454-8876 )
1054471 | Beds, Electric | Beds | Beds, Electric | Active | MSH | MSH | 5 | ICU | ICU | HILL-ROM CO INC | P7500A | V073AW8353 | 2020-03-31 | 35000 | 2022-03-31 | HILL-ROM BED SYSTEM, Please contact Vendor for repair .Attached PO and Contract Contact Hill-Rom Tech Vince Trifonov for repair ( 416454-8876 )
1054473 | Beds, Electric | Beds | Beds, Electric | Active | MSH | MSH | 5 | ICU | ICU | HILL-ROM CO INC | P7500A | V073AW8354 | 2020-03-31 | 35000 | 2022-03-31 | HILL-ROM BED SYSTEM, Please contact Vendor for repair .Attached PO and Contract Contact Hill-Rom Tech Vince Trifonov for repair ( 416454-8876 )
1054474 | Beds, Electric | Beds | Beds, Electric | Active | MSH | MSH | 5 | ICU | ICU | HILL-ROM CO INC | P7500A | V073AW8355 | 2020-03-31 | 35000 | 2022-03-31 | HILL-ROM BED SYSTEM, Please contact Vendor for repair .Attached PO and Contract Contact Hill-Rom Tech Vince Trifonov for repair ( 416454-8876 )
1054475 | Beds, Electric | Beds | Beds, Electric | Active | MSH | MSH | 5 | ICU | ICU | HILL-ROM CO INC | P7500A | V073AW8356 | 2020-03-31 | 35000 | 2022-03-31 | HILL-ROM BED SYSTEM, Please contact Vendor for repair .Attached PO and Contract Contact Hill-Rom Tech Vince Trifonov for repair ( 416454-8876 )
1054479 | Beds, Electric | Beds | Beds, Electric | Active | MSH | MSH | 5 | ICU | ICU | HILL-ROM CO INC | P7500A | V070AW8250 | 2020-03-31 | 35000 | 2022-03-31 | HILL-ROM BED SYSTEM, Please contact Vendor for repair .Attached PO and Contract Contact Hill-Rom Tech Vince Trifonov for repair ( 416454-8876 )
1054517 | Thermometers, Electronic, Infrared, Ear | Thermometers | Thermometers, Electronic, Infrared, Ear | Active | MSH | MSH | 3 | COVID-19 Assessment Centre (CAC) | Assessment Centre | Cardinal Health Canada Inc | Genius 3 | N19867730 | 2019-10-01 |  |  | PACU purchased the thermometer and it is used in ED currently N19828986 changed to N19867730 Nov 11,2020
1054518 | Tympanic Thermometer | Tympanic Thermometer | Tympanic Thermometer | Active | BH | BH | 6S | Bridgepoint | 6th Floor - South Side | Cardinal Health Canada Inc | Genius 3 | N19833645 | 2017-09-01 | 249 | 2017-08-13
1054519 | Power Supplies | Power Supplies | Power Supplies | Active | MSH | MSH | 1 | Biomedical Engineering | 1st Floor | Philips Healthcare | 867043 | PL43200242 | 2019-08-20 |  | 2021-03-20
1054521 | ELECTROCARDIOGRAPHS, MULTI-CHANNEL | Electrocardiographs | Electrocardiographs, Multichannel | Active | MSH | MSH | 3 | Emergency | Emergency | Philips Healthcare | 860315 - TC70 | US32033196 | 2020-04-01 | 20001 | 2021-04-01 | Battery Li. Triton 16 lead PIM, s/n . Replaces 62697. Prints 2 copies.
1054522 | ELECTROCARDIOGRAPHS, MULTI-CHANNEL | Electrocardiographs | Electrocardiographs, Multichannel | Active | MSH | MSH | 3 | Emergency | Emergency | Philips Healthcare | 860315 - TC70 | US32033195 | 2020-04-01 | 20001 | 2021-04-01 | Battery Li. Triton 16 lead PIM, s/n . Replaces . Prints 2 copies.
1054523 | ELECTROCARDIOGRAPHS, MULTI-CHANNEL | Electrocardiographs | Electrocardiographs, Multichannel | Active | MSH | MSH | 16N | Emergency | Annex | Philips Healthcare | 860315 - TC70 | US32033191 | 2020-04-01 | 20001 | 2021-04-01 | Battery Li. Triton 16 lead PIM, s/n . Replaces . Prints 2 copies.
1054526 | Power Supplies | Power Supplies | Power Supplies | Active | MSH | MSH | 1 | Biomedical Engineering | Biomed | Philips Healthcare | 867043 | PL43200120 | 2020-03-20 |  | 2021-03-20
1054527 | Power Supplies | Power Supplies | Power Supplies | Active | MSH | MSH | 1 | Biomedical Engineering | 1st Floor | Philips Healthcare | 867043 | PL43200108 | 2020-03-20 |  | 2021-03-20
1054528 | Power Supplies | Power Supplies | Power Supplies | Active | MSH | MSH | 1 | Endoscopy | 1st Floor | Philips Healthcare | 867043 | PL43200146 | 2020-03-20 |  | 2021-03-20
1054529 | Power Supplies | Power Supplies | Power Supplies | Active | MSH | MSH | 1 | Biomedical Engineering | Biomed | Philips Healthcare | 867043 | PL43200123 | 2020-03-20 |  | 2021-03-20
1054530 | Power Supplies | Power Supplies | Power Supplies | Active | MSH | MSH | 1 | Endoscopy | 1st Floor | Philips Healthcare | 867043 | PL43200122 | 2020-03-20 |  | 2021-03-20
1054531 | Power Supplies | Power Supplies | Power Supplies | Active | MSH | MSH | 1 | Biomedical Engineering | Biomed | Philips Healthcare | 867043 | PL43200117 | 2020-03-20 |  | 2021-03-20
1054532 | Power Supplies | Power Supplies | Power Supplies | Active | MSH | MSH | 1 | Biomedical Engineering | 1st Floor | Philips Healthcare | 867043 | PL43200226 | 2020-03-20 |  | 2021-03-20
1054533 | Power Supplies | Power Supplies | Power Supplies | Active | MSH | MSH | 1 | Biomedical Engineering | 1st Floor | Philips Healthcare | 867043 | PL43200255 | 2020-03-20 |  | 2021-03-20
1054534 | Power Supplies | Power Supplies | Power Supplies | Active | MSH | MSH | 1 | Biomedical Engineering | 1st Floor | Philips Healthcare | 867043 | PL43200239 | 2020-03-20 |  | 2021-03-20
1054535 | Power Supplies | Power Supplies | Power Supplies | Active | MSH | MSH | 1 | Biomedical Engineering | 1st Floor | Philips Healthcare | 867043 | PL43200113 | 2020-03-20 |  | 2021-03-20
1054536 | Power Supplies | Power Supplies | Power Supplies | Active | MSH | MSH | 1 | Biomedical Engineering | 1st Floor | Philips Healthcare | 867043 | PL43200246 | 2020-03-20 |  | 2021-03-20
1054537 | HYPO/HYPERTHERMIA UNITS | HYPO/HYPERTHERMIA UNITS | HYPO/HYPERTHERMIA UNITS | Active | MSH | MSH | 5 | ICU | ICU | STRYKER CORP | 8001 - Altrix | 201611000100099 | 2020-04-07 | 19000 | 2021-04-07 | Needs to be disinfected before first use Clinical support line: 1-866-216-4851 available 24/7 Tammy Merrill Technical support line: 1-800-STRYKER 8-6 M-F
1054538 | ELECTROCARDIOGRAPHS, MULTI-CHANNEL | Electrocardiographs | Electrocardiographs, Multichannel | Active | MSH | MSH | 5 | ICU | ICU | Philips Healthcare | 860315 - TC70 | US32033192 | 2020-04-01 | 20001 | 2021-04-01 | Battery Li. Triton 16 lead PIM, s/n CN32000485. Prints 1 copies.
1054540 | ELECTROCARDIOGRAPHS, MULTI-CHANNEL | Electrocardiographs | Electrocardiographs, Multichannel | Active | MSH | MSH | 14S | Nursing 14S Medicine | 14 S | Philips Healthcare | 860315 - TC70 | US32033185 | 2020-04-01 | 20001 | 2021-04-01 | Battery Li. Triton 12 lead PIM, s/n CN22005439. Prints 1 copy
1054541 | Lifts, Patient Transfer | Lifts | Lifts, Patient Transfer | Active | MSH | MSH | 16N | Nursing 14N Surgery | 16th Floor - North Side | Handicare Canada | Eva-600EEL | 611010664 | 2020-04-07 | 9001 | 2021-04-07 | Sling bar SN:720380597
1054542 | Lifts, Patient Transfer | Lifts | Lifts, Patient Transfer | Active | MSH | MSH | 16N | Nursing 14N Surgery | 16th Floor - North Side | Handicare Canada | Eva-600EEL | 611010665 | 2020-04-07 | 9001 | 2021-04-07 | Sling bar SN:720380598 Currently stored in 16 EAU 2022/07/26
1054543 | ELECTROCARDIOGRAPHS, MULTI-CHANNEL | Electrocardiographs | Electrocardiographs, Multichannel | Active | MSH | MSH | 9 | Nursing 9S Psychiatry | 9th Floor | Philips Healthcare | 860315 - TC70 | US32033193 | 2020-04-01 | 20001 | 2021-04-01 | Battery Li. Triton 16 lead PIM, s/n CN3200048 given to CCU. Exchanged for their 12 lead PIM Prints 1 copies.
1054544 | Laryngoscopes, Video | Laryngoscopes | Laryngoscopes, Video | Active | MSH | MSH | 1 | Respiratory Therapy | RT | Verathon Medical | 0570-0376-GlideScope-Core 10" | CM192544 | 2020-04-07 |  | 2022-04-07
1054546 | Scales, Infant | Scales | Scales, Infant | Active | MSH | 60MURR | 4 | FAMILY MEDICINE | 4th Floor | SECA CORP | 7281321834 | 1728347051312 | 2020-04-07 | 3001 | 2012-08-16 | Ni-MH, 7.2 V / 1300mAh rechargeable batteries.
1054549 | ELECTROCARDIOGRAPHS, MULTI-CHANNEL | Electrocardiographs | Electrocardiographs, Multichannel | Active | MSH | MSH | 11N | Nursing 11N Medicine | 11 N | Philips Healthcare | 860315 - TC70 | US32033193 | 2020-04-01 | 20001 | 2021-04-01 | Battery Li. Triton 16 lead PIM, s/n CN32000486 given to ECG Dept. Exchanged for their 12 lead PIM Prints 1 copies.
1054591 | Monitors, Physiologic, Central Station | Monitors, Physiologic | Monitors, Physiologic, Central Station | Active | MSH | MSH | 1 | Biomedical Engineering | 1st - BIOMED | Philips Healthcare | 866424 - PIIC iXC | MXL0022XJX | 2020-03-27 | 2755 | 2022-03-27 | Philips software SN: MXL0022XJX ***** This device was purchased for Respiratory Project*****
1054594 | Ultrasound - POCUS | Scanning Systems | Scanning Systems, Ultrasonic | Active | MSH | MSH | 16U | Echocardiography |  | GE Healthcare | H45571CC - V Scan | VH1610496U | 2020-04-09 |  | 2021-04-09 | APRIL 2020 Urgent Purchase from GE: 4 VScans - requisition #608067 Activation Key BB3P2-L5SZ9-BANWT-6FDC3-758UQ-BVRTY PIN: 4610 PW: Dlrv17!!
1054595 | Ultrasound - POCUS | Scanning Systems | Scanning Systems, Ultrasonic | Active | MSH | MSH | 16U | Echocardiography |  | GE Healthcare | H45571CC - V Scan | VH160660ZV | 2020-04-09 |  | 2021-04-09 | APRIL 2020 Urgent Purchase from GE: 4 VScans - requisition #608067 Activation Key BVRTY-QJCV9-EZ28M-72GPW-Q93GK PIN: 4610 PW: Dlrv17!!
1054596 | Ultrasound - POCUS | Scanning Systems | Scanning Systems, Ultrasonic | Active | MSH | MSH | 16U | Echocardiography |  | GE Healthcare | H45571CC - V Scan | VH160522LV | 2020-04-16 |  | 2021-04-09 | Activation Key BCNV5-MQWS2-7AL7F-9BVUG-RWHQ8 PIN: 4610 PW: Dlrv17!!
1054597 | Ultrasound - POCUS | Scanning Systems | Scanning Systems, Ultrasonic | Active | MSH | MSH | 16U | Echocardiography |  | GE Healthcare | H45571CC - V Scan | VH1605244D | 2020-04-16 |  | 2021-04-09 | Activation Key BRLYR-M23CL-A5GRG-DDUHZ-TXM5S PIN: 4610 PW: Dlrv17!!
1054599 | Monitors, Physiologic, Central Station | Monitors, Physiologic | Monitors, Physiologic, Central Station | Active | MSH | MSH | 17U | NICU | 17 - University | Philips Healthcare | 866424 - PIIC iXC | MXL0022XMX | 2020-03-27 | 2755 | 2022-03-27 | Philips software SN: MXL0022XMX PICiX SN: US43385581 *****This device was purchase for Respiratory Project***** NICU4O
1054600 | Monitors, Vital Signs | Monitors, Vital Signs | Monitors, Vital Signs | Active | BH | BH | 2N | Bridgepoint | 2nd Floor - North Side | Welch Allyn | SPOT 420 | 20200954 | 2020-04-14
1054601 | Monitors, Vital Signs | Monitors, Vital Signs | Monitors, Vital Signs | Active | BH | BH | 2S | Bridgepoint | 2nd Floor - South Side | Welch Allyn | SPOT 420 | 202001065 | 2020-04-14
1054606 | 700 Sequential Compression System | 700 Sequential Compression System | 700 Sequential Compression System | Active | MSH | MSH | 5 | ICU | 5 | The Kendall Company | 29525 | V1923086SX | 2020-04-14 | 1001 | 2021-04-14
1054609 | 700 Sequential Compression System | 700 Sequential Compression System | 700 Sequential Compression System | Active | MSH | MSH | 5 | ICU | 5 | The Kendall Company | 29525 | V1925615SX | 2020-04-14 | 1001 | 2021-04-14
1054610 | 700 Sequential Compression System | 700 Sequential Compression System | 700 Sequential Compression System | Active | MSH | MSH | 5 | ICU | 5 | The Kendall Company | 29525 | V1925753SX | 2020-04-14 | 1001 | 2021-04-14
1054611 | Thermometers, Electronic, Infrared, Ear | Thermometers | Thermometers, Electronic, Infrared, Ear | Active | MSH | MSH | 11N | Nursing 11N Medicine | 11th Floor - North Side | Cardinal Health Canada Inc | Genius 3 | N18786190 | 2020-04-14 |  | 2023-04-14
1054612 | Thermometers, Electronic, Infrared, Ear | Thermometers | Thermometers, Electronic, Infrared, Ear | Active | MSH | MSH | 11N | Nursing 11N Medicine | 11th Floor - North Side | Cardinal Health Canada Inc | Genius 3 | N18786235 | 2020-04-14 |  | 2023-04-14
1054613 | Power Systems, Uninterruptible | Power Systems | Power Systems, Uninterruptible | Active | MSH | MSH | 10S | Coronary Care Unit | IT Closet 10th Floor | TRIPP LITE | Smart500RT1U | 2939AV0SM88EE01181 | 2020-03-20 | 461 | 2021-03-20
1054615 | Power Systems, Uninterruptible | Power Systems | Power Systems, Uninterruptible | Active | MSH | MSH | 5 | ICU | ICU | TRIPP LITE | Smart500RT1U | 2939AV0SM88EE00440 | 2020-03-20 | 461 | 2021-03-20
1054616 | Power Systems, Uninterruptible | Power Systems | Power Systems, Uninterruptible | Active | MSH | MSH | 3 | Emergency | Emergency | TRIPP LITE | Smart500RT1U | 2925BY0SM889301069 | 2020-03-20 | 461 | 2021-03-20
1054617 | Power Systems, Uninterruptible | Power Systems | Power Systems, Uninterruptible | Active | MSH | MSH | 10S | Coronary Care Unit | IT Closet 10th Floor | TRIPP LITE | Smart500RT1U | 2925BY0SM889301070 | 2020-03-20 | 461 | 2021-03-20
1054629 | Monitors, Physiologic, Multipurpose, Bedside | Monitors, Physiologic | Monitors, Physiologic, Multipurpose, Bedside | Active | MSH | MSH | 5 | ICU | ICU | Philips Healthcare | 865240 - MX800 | DE70392854 | 2020-04-16 | 10345 | 2021-04-16 | Revision M
1054633 | Food Pump | Food Pump | Food Pump | Active | MSH | MSH | 14N | Nursing 14N Surgical SDU | SSDU-Surge | Covidien | 482400J | C19289373 | 2020-04-16 | 2001
1054668 | Food Pump | Food Pump | Food Pump | Active | MSH | MSH | 14N | Nursing 14N Surgery | SSDU-Surge | Covidien | 482400J | C19289415 | 2020-04-16 | 2001
1054669 | Food Pump | Food Pump | Food Pump | Active | MSH | MSH | 14N | Nursing 14N Surgery | 14N | Covidien | 482400J | C20298399 | 2020-04-16 | 2001
1054670 | Food Pump | Food Pump | Food Pump | Active | MSH | MSH | 14N | Nursing 14N Surgery | SSDU-Surge | Covidien | 482400J | C19289494 | 2020-04-16 | 2001
1054671 | Food Pump | Food Pump | Food Pump | Active | MSH | MSH | 14N | Nursing 14N Surgical SDU | SSDU-Surge | Covidien | 482400J | C19289512 | 2020-04-16 | 2001
1054672 | Food Pump | Food Pump | Food Pump | Active | MSH | MSH | 14N | Nursing 14N Surgery | SSDU-Surge | Covidien | 482400J | C19289529 | 2020-04-16 | 2001
1054673 | Food Pump | Food Pump | Food Pump | Active | MSH | MSH | 10S | Nursing 10S Geriatrics | CCU | Covidien | 482400J | C19289530 | 2020-04-16 | 2001
1054674 | Food Pump | Food Pump | Food Pump | Active | MSH | MSH | 10S | Nursing 10S Geriatrics | CCU | Covidien | 482400J | C19289536 | 2020-04-16 | 2001
1054675 | Food Pump | Food Pump | Food Pump | Active | MSH | MSH | 10S | Nursing 10S Geriatrics | CCU | Covidien | 482400J | C19289538 | 2020-04-16 | 2001
1054676 | Food Pump | Food Pump | Food Pump | Active | MSH | MSH | 10S | Nursing 10S Geriatrics | CCU | Covidien | 482400J | C19289540 | 2020-04-16 | 2001
1054677 | Food Pump | Food Pump | Food Pump | Active | MSH | MSH | 10S | Nursing 10S Geriatrics | CCU | Covidien | 482400J | C19289541 | 2020-04-16 | 2001
1054678 | Food Pump | Food Pump | Food Pump | Active | MSH | MSH | 5 | ICU | PACU-ICU | Covidien | 482400J | C19289543 | 2020-04-16 | 2001
1054679 | Food Pump | Food Pump | Food Pump | Active | MSH | MSH | 3 | COVID-19 | Emergency | Covidien | 482400J | C19289544 | 2020-04-16 | 2001 |  | Moved from Gym space to Emergency April 30, 2021
1054680 | Food Pump | Food Pump | Food Pump | Active | MSH | MSH | 5 | ICU | PACU-ICU | Covidien | 482400J | C19289545 | 2020-04-16 | 2001
1054681 | Food Pump | Food Pump | Food Pump | Active | MSH | MSH | 5 | ICU | PACU-ICU | Covidien | 482400J | C19289546 | 2020-04-16 | 2001
1054682 | Food Pump | Food Pump | Food Pump | Active | MSH | MSH | 5 | ICU | PACU-ICU | Covidien | 482400J | C19289549 | 2020-04-16 | 2001
1054683 | Food Pump | Food Pump | Food Pump | Active | MSH | MSH | 5 | ICU | PACU-ICU | Covidien | 482400J | C19289552 | 2020-04-16 | 2001
1054684 | Food Pump | Food Pump | Food Pump | Active | MSH | MSH | 5 | ICU | PACU-ICU | Covidien | 482400J | C19290120 | 2020-04-16 | 2001
1054685 | Food Pump | Food Pump | Food Pump | Active | MSH | MSH | 5 | ICU | PACU-ICU | Covidien | 482400J | C19290124 | 2020-04-16 | 2001
1054686 | Food Pump | Food Pump | Food Pump | Active | MSH | MSH | 5 | ICU | PACU-ICU | Covidien | 482400J | C19290128 | 2020-04-16 | 2001
1054687 | Food Pump | Food Pump | Food Pump | Active | MSH | MSH | 5 | ICU | PACU-ICU | Covidien | 482400J | C19290131 | 2020-04-16 | 2001
1054688 | Food Pump | Food Pump | Food Pump | Active | MSH | MSH | 5 | ICU | PACU-ICU | Covidien | 482400J | C20298619 | 2020-04-16 | 2001
1054689 | Food Pump | Food Pump | Food Pump | Active | MSH | MSH | 5 | ICU | PACU-ICU | Covidien | 482400J | C20298623 | 2020-04-16 | 2001
1054690 | Food Pump | Food Pump | Food Pump | Active | MSH | MSH | 5 | ICU | PACU-ICU | Covidien | 482400J | C20298639 | 2020-04-16 | 2001
1054691 | Food Pump | Food Pump | Food Pump | Active | MSH | MSH | 5 | ICU | PACU-ICU | Covidien | 482400J | C20298646 | 2020-04-16 | 2001
1054692 | Food Pump | Food Pump | Food Pump | Active | MSH | MSH | 5 | ICU | PACU-ICU | Covidien | 482400J | C20298654 | 2020-04-16 | 2001
1054693 | Food Pump | Food Pump | Food Pump | Active | MSH | MSH | 5 | ICU | PACU-ICU | Covidien | 482400J | C20298419 | 2020-04-16 | 2001
1054694 | Food Pump | Food Pump | Food Pump | Active | MSH | MSH | 5 | ICU | 5 ICU | Covidien | 482400J | C20298664 | 2020-04-16 | 2001
1054695 | Food Pump | Food Pump | Food Pump | Active | MSH | MSH | 5 | ICU | 5 ICU | Covidien | 482400J | C20298667 | 2020-04-16 | 2001
1054696 | Food Pump | Food Pump | Food Pump | Active | MSH | MSH | 5 | ICU | 5 | Covidien | 482400J | C20298129 | 2020-04-16 | 2001
1054697 | Food Pump | Food Pump | Food Pump | Active | MSH | MSH | 5 | ICU | 5 ICU | Covidien | 482400J | C20297544 | 2020-04-16 | 2001 |  | 5/1/24 Replaced SN# C20298675 with SN# C20297544
1054698 | Food Pump | Food Pump | Food Pump | Active | MSH | MSH | 5 | ICU | 5 ICU | Covidien | 482400J | C20298677 | 2020-04-16 | 2001
1054699 | Food Pump | Food Pump | Food Pump | Active | MSH | MSH | 5 | ICU | 5 ICU | Covidien | 482400J | C16145161 | 2020-04-16 | 2001
1054700 | Food Pump | Food Pump | Food Pump | Active | MSH | MSH | 5 | ICU | 5 ICU | Covidien | 482400J | C20298691 | 2020-04-16 | 2001
1054720 | Thermometers, Electronic, Thermistor/Thermocouple, Patient | Thermometers | Thermometers, Electronic, Thermistor/Thermocouple, Patient | Active | MSH | OPG | 3rd Floor | Obstetric Associates | 3rd Floor-3-415 | Cardinal Health Canada Inc | Filac 3000 AD | A1956237X | 2020-04-20 | 297.05 | 2022-04-20
1054724 | Thermometers, Electronic, Thermistor/Thermocouple, Patient | Thermometers | Thermometers, Electronic, Thermistor/Thermocouple, Patient | Active | MSH | MSH | 3 | Emergency | Emergency | Cardinal Health Canada Inc | Filac 3000 AD | A1956602X | 2020-04-20 | 249 | 2022-10-03 | THERMOMETER - 3 YEARS WARRANTY, AND PROBE- 1 YEAR WARRANTY
1054725 | Scanning Systems, Ultrasonic | Scanning Systems | Scanning Systems, Ultrasonic | Active | MSH | MSH | 5 | JDMI - Angio/Interventional | MSH 5 IR EPIQ US | Philips Healthcare | 989605386721 - Epiq 7 | US919B2043 | 2020-04-29 |  | 2021-04-29 | ASSET PAGE COPIED FROM MIE 1048500 MSH_US_IR1 CHANGE REQUEST # 1194
1054730 | RACKS, MODULE | Physiologic Monitor Modules | Physiologic Monitor Module Housings | Active | MSH | MSH | 5 | ICU | ICU | Philips Healthcare | M8048A | DE439G4928 | 2020-04-16 | 1200 | 2021-04-16 | Revision M Cost unknown as it was included in price of MX800.
1054731 | RACKS, MODULE | Physiologic Monitor Modules | Physiologic Monitor Module Housings | Active | MSH | MSH | 5 | ICU | ICU | Philips Healthcare | M8048A | DE439G4948 | 2020-04-16 | 1200 | 2021-04-16 | Revision M Cost unknown as it was included in price of MX800.
1054734 | RACKS, MODULE | Physiologic Monitor Modules | Physiologic Monitor Module Housings | Active | MSH | MSH | 5 | ICU | ICU | Philips Healthcare | M8048A | DE439G5201 | 2020-04-16 | 1200 | 2021-04-16 | Revision M Cost unknown as it was included in price of MX800.
1054737 | Monitors, Physiologic, Multipurpose, Bedside | Monitors, Physiologic | Monitors, Physiologic, Multipurpose, Bedside | Active | MSH | MSH | 5 | ICU | ICU | Philips Healthcare | 865240 - MX800 | DE70392740 | 2020-04-16 | 10345 | 2021-04-16 | Revision M
1054738 | Monitors, Physiologic, Multipurpose, Bedside | Monitors, Physiologic | Monitors, Physiologic, Multipurpose, Bedside | Active | MSH | MSH | 5 | ICU | ICU | Philips Healthcare | 865240 - MX800 | DE70392783 | 2020-04-16 | 10345 | 2021-04-16 | Revision M
1054739 | Monitors, Physiologic, Multipurpose, Bedside | Monitors, Physiologic | Monitors, Physiologic, Multipurpose, Bedside | Active | MSH | MSH | 5 | ICU | ICU | Philips Healthcare | 865240 - MX800 | DE70392715 | 2020-04-16 | 10345 | 2021-04-16 | Revision M
1054740 | Monitors, Physiologic, Multipurpose, Bedside | Monitors, Physiologic | Monitors, Physiologic, Multipurpose, Bedside | Active | MSH | MSH | 5 | ICU | ICU | Philips Healthcare | 865240 - MX800 | DE70392720 | 2020-04-16 | 10345 | 2021-04-16 | Revision M
1054741 | Monitors, Physiologic, Multipurpose, Bedside | Monitors, Physiologic | Monitors, Physiologic, Multipurpose, Bedside | Active | MSH | MSH | 17U | NICU | NIB39 | Philips Healthcare | 865240 - MX800 | DE70392704 | 2020-04-16 | 10345 | 2021-04-16 | Revision M
1054742 | Monitors, Physiologic, Multipurpose, Bedside | Monitors, Physiologic | Monitors, Physiologic, Multipurpose, Bedside | Active | MSH | MSH | 5 | ICU | ICU | Philips Healthcare | 865240 - MX800 | DE70392808 | 2020-04-16 | 10345 | 2021-04-16 | Revision M
1054743 | Monitors, Physiologic, Multipurpose, Bedside | Monitors, Physiologic | Monitors, Physiologic, Multipurpose, Bedside | Active | MSH | MSH | 5 | ICU | ICU | Philips Healthcare | 865240 - MX800 | DE70392702 | 2020-04-16 | 10345 | 2021-04-16 | Revision M
1054748 | Infusion Pumps, Patient-Controlled Analgesic | INFUSION PUMPS | Infusion Pumps, Patient-Controlled Analgesic | Active | BH | BH | 10N | Bridgepoint | 10th Floor - North Side | SIMS Deltec Ltd. | 6300 | 288202 | 2020-04-21 | 4001 | 2021-04-13
1054750 | Infusion Pumps, Patient-Controlled Analgesic | INFUSION PUMPS | Infusion Pumps, Patient-Controlled Analgesic | Active | BH | BH | 10N | Bridgepoint | 10th Floor - North Side | SIMS Deltec Ltd. | 6300 | 288213 | 2020-04-21 | 4001 | 2021-04-13
1054752 | Infusion Pumps, Patient-Controlled Analgesic | INFUSION PUMPS | Infusion Pumps, Patient-Controlled Analgesic | Active | BH | BH | 10N | Bridgepoint | 10th Floor - North Side | SIMS Deltec Ltd. | 6300 | 288239 | 2020-04-21 | 4001 | 2021-04-13
1054754 | Infusion Pumps, Patient-Controlled Analgesic | INFUSION PUMPS | Infusion Pumps, Patient-Controlled Analgesic | Active | BH | BH | 9N | Bridgepoint | 9th Floor - North Side | SIMS Deltec Ltd. | 6300 | 288196 | 2020-04-21 | 4001 | 2021-04-13
1054756 | Infusion Pumps, Patient-Controlled Analgesic | INFUSION PUMPS | Infusion Pumps, Patient-Controlled Analgesic | Active | BH | BH | 9N | Bridgepoint | 9th Floor - North Side | SIMS Deltec Ltd. | 6300 | 288241 | 2020-04-21 | 4001 | 2021-04-13
1054758 | Monitors, Vital Signs | Monitors, Vital Signs | Monitors, Vital Signs | Active | BH | BH | 6S | Bridgepoint | 6th Floor - South Side | Welch Allyn | SPOT 420 | 202001092 | 2020-04-14 |  | 2021-04-21
1054767 | Monitors, Vital Signs | Monitors, Vital Signs | Monitors, Vital Signs | Active | MSH | MSH | 3 | Emergency | Emergency | Welch Allyn | 68MXTX - CVSM 6000 | 100008970320 | 2020-04-21 | 3501 | 2025-03-20
1054768 | Monitors, Vital Signs | Monitors, Vital Signs | Monitors, Vital Signs | Active | MSH | MSH | 6 | General Oncology Clinic | Oncology | Welch Allyn | 68MXTX - CVSM 6000 | (21)100029191320 | 2020-04-20 | 3501 | 2025-04-19 | Comes with Bar Code scanner
1054769 | Monitors, Vital Signs | Monitors, Vital Signs | Monitors, Vital Signs | Active | MSH | MSH | 6 | General Oncology Clinic | Oncology | Welch Allyn | 68MXTX - CVSM 6000 | (21)100029361320 | 2020-04-20 | 3501 | 2025-04-19
1054770 | Monitors, Vital Signs | Monitors, Vital Signs | Monitors, Vital Signs | Active | MSH | MSH | 3 | Emergency | Emergency | Welch Allyn | 68MXTX - CVSM 6000 | 100030211320 | 2020-04-20 | 3501 | 2025-04-19
1054771 | Monitors, Vital Signs | Monitors, Vital Signs | Monitors, Vital Signs | Active | MSH | MSH | 6 | General Oncology Clinic | Oncology | Welch Allyn | 68MXTX - CVSM 6000 | (21)100024601120 | 2020-04-20 | 3501 | 2025-04-19
1054772 | Monitors, Vital Signs | Monitors, Vital Signs | Monitors, Vital Signs | Active | MSH | MSH | 3 | Emergency | 3rd (Main) Floor | Welch Allyn | 68MXTX - CVSM 6000 | 100030121320 | 2020-04-20 | 3501 | 2025-04-19
1054773 | Monitors, Vital Signs | Monitors, Vital Signs | Monitors, Vital Signs | Active | MSH | MSH | 6 | Endoscopy | Endoscopy | Welch Allyn | 68MXTX - CVSM 6000 | (21)100024611120 | 2020-04-20 | 3501 | 2025-04-19
1054774 | Monitors, Vital Signs | Monitors, Vital Signs | Monitors, Vital Signs | Active | MSH | MSH | 6 | General Oncology Clinic | Oncology | Welch Allyn | 68MXTX - CVSM 6000 | (21)100030181320 | 2020-04-20 | 3501 | 2025-04-19
1054775 | Monitors, Vital Signs | Monitors, Vital Signs | Monitors, Vital Signs | Active | MSH | MSH | 6 | General Oncology Clinic | Oncology | Welch Allyn | 68MXTX - CVSM 6000 | (21)100029241320 | 2020-04-20 | 3501 | 2025-04-19 | upgraded the software to 2.44.00 eventually all Oncology units will get upgraded when integration project kicks off
1054777 | Monitors, Vital Signs | Monitors, Vital Signs | Monitors, Vital Signs | Active | MSH | MSH | 4 | Pulmonary Function | PFT | Welch Allyn | 68MXTX - CVSM 6000 | (21)100006220320 | 2020-04-20 | 3501 | 2025-04-19
1054778 | Monitors, Vital Signs | Monitors, Vital Signs | Monitors, Vital Signs | Active | MSH | MSH | 3 | Endoscopy | 3rd (Main) Floor | Welch Allyn | 68MXTX - CVSM 6000 | (21)100005690220 | 2020-04-20 | 3501 | 2025-04-19
1054779 | Monitors, Vital Signs | Monitors, Vital Signs | Monitors, Vital Signs | Active | MSH | MSH | 6 | General Oncology Clinic | Oncology | Welch Allyn | 68MXTX - CVSM 6000 | (21)100001170120 | 2020-04-20 | 3501 | 2025-04-19
1054781 | Monitors, Vital Signs | Monitors, Vital Signs | Monitors, Vital Signs | Active | MSH | MSH | 6 | General Oncology Clinic | Oncology | Welch Allyn | 68MXTX - CVSM 6000 | (21)100022065219 | 2020-04-20 | 3501 | 2025-04-19
1054798 | BLADDER SCANNER | BLADDER SCANNER | BLADDER SCANNER | Active | MSH | 60MURR | 6 | Urolog. Wellness Koffler | 6th Floor | Verathon Medical | Prime Plus | C1511325 | 2020-04-17 |  | 2025-04-17 | Probe SN P1515420 ** All physical damages covered under warranty **
1054800 | Sphygmomanometers, Aneroid | Sphygmomanometers | Sphygmomanometers, Aneroid | Active | MSH | MSH | 5 | ICU | ICU | Welch Allyn | CE0297 | 200311022035 | 2020-04-22 | 380.2
1054802 | Thermometers, Electronic, Infrared, Ear | Thermometers | Thermometers, Electronic, Infrared, Ear | Active | MSH | MSH | 5 | PACU | 5 | B.BRAUN | PRO 6000 | 35119k62336 | 2020-04-22 |  | 2022-03-17
1054803 | Thermometers, Electronic, Infrared, Ear | Thermometers | Thermometers, Electronic, Infrared, Ear | Active | MSH | MSH | 5 | PACU | 5 | B.BRAUN | PRO 6000 | 03620k60189 | 2020-04-22 |  | 2022-03-17
1054806 | Lifts, Patient Transfer | Lifts | Lifts, Patient Transfer | Active | MSH | MSH | 17M | Nursing 14N Surgery | 17 - Murray | Handicare Canada | Eva-600EEL | 610321273 | 2020-04-23 | 9001 | 2021-04-23 | Sling bar SN:720380561
1054813 | Ventilators, Intensive Care, Adult | Ventilators | Ventilators, Intensive Care, Adult | Active | MSH | MSH | 5 | Respiratory Therapy | ICU | MAQUET CRITICAL CARE | Servo-U 6694800 | 31511 | 2020-04-23 |  | 2022-04-23 | Updated to Rev 4.4
1054814 | Ventilators, Intensive Care, Adult | Ventilators | Ventilators, Intensive Care, Adult | Active | MSH | MSH | 5 | Respiratory Therapy | ICU | MAQUET CRITICAL CARE | Servo-U 6694800 | 31505 | 2020-04-23 |  | 2022-04-23 | Updated to Rev 4.4
1054815 | Ventilators, Intensive Care, Adult | Ventilators | Ventilators, Intensive Care, Adult | Active | MSH | MSH | 5 | Respiratory Therapy | ICU | MAQUET CRITICAL CARE | Servo-U 6694800 | 31502 | 2020-04-23 |  | 2022-04-23 | Updated to Rev 4.4
1054822 | Thermometers, Electronic, Infrared, Ear | Thermometers | Thermometers, Electronic, Infrared, Ear | Active | MSH | MSH | 6 | General Oncology Clinic | Oncology | B.BRAUN | PRO 6000 | 00620k60016 | 2020-04-23 |  | 2025-04-23
1054823 | Thermometers, Electronic, Infrared, Ear | Thermometers | Thermometers, Electronic, Infrared, Ear | Active | MSH | MSH | 6 | General Oncology Clinic | Oncology | B.BRAUN | PRO 6000 | 02020k60065 | 2020-04-23 |  | 2025-04-23
1054824 | Thermometers, Electronic, Infrared, Ear | Thermometers | Thermometers, Electronic, Infrared, Ear | Active | MSH | MSH | 6 | General Oncology Clinic | Oncology | B.BRAUN | PRO 6000 | 01920k60653 | 2020-04-23 |  | 2025-04-23
1054825 | Thermometers, Electronic, Infrared, Ear | Thermometers | Thermometers, Electronic, Infrared, Ear | Active | MSH | MSH | 6 | General Oncology Clinic | Oncology | B.BRAUN | PRO 6000 | 01720k61070 | 2020-04-23 |  | 2025-04-23
1054826 | Thermometers, Electronic, Infrared, Ear | Thermometers | Thermometers, Electronic, Infrared, Ear | Active | MSH | MSH | 6 | General Oncology Clinic | Oncology | B.BRAUN | PRO 6000 | 01620k60453 | 2020-04-23 |  | 2025-04-23
1054849 | Thermometers, Electronic, Infrared, Ear | Thermometers | Thermometers, Electronic, Infrared, Ear | Active | MSH | MSH | 5 | PACU | PACU | B.BRAUN | PRO 6000 | 01920k60801 | 2020-03-20 |  | 2025-03-20
1054850 | Thermometers, Electronic, Infrared, Ear | Thermometers | Thermometers, Electronic, Infrared, Ear | Active | MSH | MSH | 5 | PACU | PACU | B.BRAUN | PRO 6000 | 00720k60816 | 2020-03-20 |  | 2025-03-20
1054851 | Thermometers, Electronic, Infrared, Ear | Thermometers | Thermometers, Electronic, Infrared, Ear | Active | MSH | MSH | 5 | PACU | PACU | B.BRAUN | PRO 6000 | 01920k60477 | 2020-03-20 |  | 2025-03-20
1054852 | Thermometers, Electronic, Infrared, Ear | Thermometers | Thermometers, Electronic, Infrared, Ear | Active | MSH | MSH | 4 | Preadmission Clinic | Preadmission Clinic | B.BRAUN | PRO 6000 | 36019k60223 | 2020-03-20 |  | 2025-03-20
1054853 | Thermometers, Electronic, Infrared, Ear | Thermometers | Thermometers, Electronic, Infrared, Ear | Active | MSH | MSH | 4 | Preadmission Clinic | Preadmission Clinic | B.BRAUN | PRO 6000 | 02020k60361 | 2020-03-20 |  | 2025-03-20
1054854 | Thermometers, Electronic, Infrared, Ear | Thermometers | Thermometers, Electronic, Infrared, Ear | Active | MSH | MSH | 4 | Preadmission Clinic | Preadmission Clinic | B.BRAUN | PRO 6000 | 01920k60706 | 2020-03-20 |  | 2025-03-20
1054855 | Thermometers, Electronic, Infrared, Ear | Thermometers | Thermometers, Electronic, Infrared, Ear | Active | MSH | MSH | 4 | Preadmission Clinic | Preadmission Clinic | B.BRAUN | PRO 6000 | 36019k61145 | 2020-03-20 |  | 2025-03-20
1054856 | Thermometers, Electronic, Infrared, Ear | Thermometers | Thermometers, Electronic, Infrared, Ear | Active | MSH | MSH | 4 | EOPS | EOPS | B.BRAUN | PRO 6000 | 01920k60473 | 2020-03-20 |  | 2025-03-20
1054857 | Thermometers, Electronic, Infrared, Ear | Thermometers | Thermometers, Electronic, Infrared, Ear | Active | MSH | MSH | 4 | EOPS | EOPS | B.BRAUN | PRO 6000 | 36119k61867 | 2020-03-20 |  | 2025-03-20
1054870 | Display Monitor, Flat Panel | Display Monitor | Display Monitor, Flat Panel | Active | MSH | MSH | 5 | ICU | ICU | Philips Healthcare | 989805710006 | MMT28AA0019265050E4202 | 2020-03-20 |  | 2021-04-24
1054871 | Display Monitor, Flat Panel | Display Monitor | Display Monitor, Flat Panel | Active | MSH | MSH | 5 | ICU | ICU | Philips Healthcare | 989805710006 | MMT28AA001926505034202 | 2020-03-20 |  | 2021-04-24
1054872 | Display Monitor, Flat Panel | Display Monitor | Display Monitor, Flat Panel | Active | MSH | MSH | 5 | ICU | ICU | Philips Healthcare | 989805710006 | MMT28AA001926505FD4202 | 2020-03-20 |  | 2021-04-24
1054877 | Tympanic Thermometer | Tympanic Thermometer | Tympanic Thermometer | Active | BH | BH | 4S | Bridgepoint | 4th Floor - South Side | Cardinal Health Canada Inc | Genius 3 | N19875349 | 2020-04-27 | 249 | 2023-04-24
1054878 | Tympanic Thermometer | Tympanic Thermometer | Tympanic Thermometer | Active | BH | BH | 3S | Bridgepoint | 3rd Floor - South Side | Cardinal Health Canada Inc | Genius 3 | N19875391 | 2020-04-27 | 249 | 2023-04-24
1054879 | Tympanic Thermometer | Tympanic Thermometer | Tympanic Thermometer | Active | BH | BH | 8N | Bridgepoint | 8th Floor - North Side | Cardinal Health Canada Inc | Genius 3 | N19828145 | 2020-04-27 | 249 | 2023-04-24
1054880 | Tympanic Thermometer | Tympanic Thermometer | Tympanic Thermometer | Active | BH | BH | 4S | Bridgepoint | 4th Floor - South Side | Cardinal Health Canada Inc | Genius 3 | N19875510 | 2020-04-27 | 249 | 2023-04-24
1054881 | Tympanic Thermometer | Tympanic Thermometer | Tympanic Thermometer | Active | BH | BH | 4S | Bridgepoint | 4th Floor - South Side | Cardinal Health Canada Inc | Genius 3 | N19875531 | 2020-04-27 | 249 | 2023-04-24
1054882 | Tympanic Thermometer | Tympanic Thermometer | Tympanic Thermometer | Active | BH | BH | 3N | Bridgepoint | 3rd Floor - North Side | Cardinal Health Canada Inc | Genius 3 | N21704267 | 2020-04-27 | 249 | 2023-04-24
1054883 | Tympanic Thermometer | Tympanic Thermometer | Tympanic Thermometer | Active | BH | BH | 8S | Bridgepoint | 8th Floor - South Side | Cardinal Health Canada Inc | Genius 3 | N18769746 | 2020-04-27 | 249 | 2023-04-24
1054884 | Tympanic Thermometer | Tympanic Thermometer | Tympanic Thermometer | Active | BH | BH | 3S | Bridgepoint | 3rd Floor - South Side | Cardinal Health Canada Inc | Genius 3 | N19875617 | 2020-04-27 | 249 | 2023-04-24
1054885 | Tympanic Thermometer | Tympanic Thermometer | Tympanic Thermometer | Active | BH | BH | 3N | Bridgepoint | 3rd Floor - North Side | Cardinal Health Canada Inc | Genius 3 | N19875620 | 2020-04-27 | 249 | 2023-04-24
1054886 | Tympanic Thermometer | Tympanic Thermometer | Tympanic Thermometer | Active | BH | BH | 8N | Bridgepoint | 8th Floor - North Side | Cardinal Health Canada Inc | Genius 3 | N19875694 | 2020-04-27 | 249 | 2023-04-24
1054887 | Tympanic Thermometer | Tympanic Thermometer | Tympanic Thermometer | Active | BH | BH | 3S | Bridgepoint | 3rd Floor - South Side | Cardinal Health Canada Inc | Genius 3 | N19826928 | 2020-04-27 | 249 | 2023-04-24
1054889 | Tympanic Thermometer | Tympanic Thermometer | Tympanic Thermometer | Active | BH | BH | 3S | Bridgepoint | 3rd Floor - South Side | Cardinal Health Canada Inc | Genius 3 | N19875817 | 2020-04-27 | 249 | 2023-04-24
1054890 | Tympanic Thermometer | Tympanic Thermometer | Tympanic Thermometer | Active | BH | BH | 4N | Bridgepoint | 4th Floor - North Side | Cardinal Health Canada Inc | Genius 3 | N19875819 | 2020-04-27 | 249 | 2023-04-24
1054891 | Tympanic Thermometer | Tympanic Thermometer | Tympanic Thermometer | Active | BH | BH | 4N | Bridgepoint | 4th Floor - North Side | Cardinal Health Canada Inc | Genius 3 | N19875877 | 2020-04-27 | 249 | 2023-04-24
1054899 | Monitors, Vital Signs | Monitors, Vital Signs | Monitors, Vital Signs | Active | MSH | MSH | 7 | EOPS | PACU | Welch Allyn | 68MXTX - CVSM 6000 | 100024691120 | 2020-04-27 | 3501 | 2025-04-27 | Purchased for EOPS, being used in assessment center - Main - Henneck (COVID19) Final destination in EOPS
1054900 | Monitors, Vital Signs | Monitors, Vital Signs | Monitors, Vital Signs | Active | MSH | MSH | 7 | PACU | PACU | Welch Allyn | 68MXTX - CVSM 6000 | 100030151320 | 2020-04-27 | 3501 | 2025-04-27 | Purchased for EOPS, being used in assessment center - Main - Henneck (COVID19) Final Destination in EOPS May 2020
1054901 | Thermometers, Electronic, Infrared, Ear | Thermometers | Thermometers, Electronic, Infrared, Ear | Active | MSH | MSH | 4 | EOPS | EOPS | B.BRAUN | PRO 6000 | 01420k60150 | 2020-04-27 |  | 2025-04-27
1054902 | Thermometers, Electronic, Infrared, Ear | Thermometers | Thermometers, Electronic, Infrared, Ear | Active | MSH | MSH | 4 | EOPS | EOPS | B.BRAUN | PRO 6000 | 01520k60118 | 2020-04-27 |  | 2025-04-27
1054917 | Laryngoscopes, Video | Laryngoscopes | Laryngoscopes, Video | Active | MSH | MSH | 1 | Respiratory Therapy | RT | Verathon Medical | 0570-0376-GlideScope-Core 10" | CM200079 | 2020-04-28 |  | 2022-04-28
1054927 | Monitors, Vital Signs | Monitors, Vital Signs | Monitors, Vital Signs | Active | MSH | MSH | 10N | Nursing 10N Geriatrics | Geriatrics | MASIMO | Root | 2000058413 | 2020-04-29 |  |  | 10N - 6
1054932 | Pulse CO-Oximeter | Pulse CO-Oximeter | Pulse CO-Oximeter | Active | MSH | MSH | 10N | Nursing 10N Geriatrics | Geriatrics | MASIMO | Radical-7 | 1000172855 | 2020-04-29 | 2774 | 2021-04-30 | Free item included with Root purchase
1054935 | Navigation System, Surgical | Navigation System | Navigation System, Surgical | Active | MSH | MSH | 5 | JDMI - Angio/Interventional | MSH 5 IR US | Philips Healthcare | Percunav | FGCO-S05678 | 2020-04-30 |  | 2021-04-30
1054938 | Thermometers, Electronic, Infrared, Ear | Thermometers | Thermometers, Electronic, Infrared, Ear | Active | MSH | MSH | 4 | EOPS | EOPS | B.BRAUN | PRO 6000 | 01920k60434 | 2020-04-23 |  | 2025-04-23
1054950 | Beds, Electric | Beds | Beds, Electric | Active | MSH | MSH | 16U | ECG Unit | ECG 1600-B | CARDON REHABILITATION PRODUCTS INC | ECHO-100 | 003-08620 | 2020-04-30 |  | 2021-05-01 | Model number ECHO-100 needs to be added. No active license found.
1054952 | Otoscope/Ophthalmascope | Otoscope/Ophthalmascope | Otoscope/Ophthalmascope | Active | MSH | MSH | 5 | ICU | ICU | Amico | DS-UDM-2 | DS10604BG | 2021-05-01 |  | 2021-01-08 | This unit is warranty replacement for asset # 1050092.
1054956 | Beds, Electric | Beds | Beds, Electric | Active | MSH | MSH | 16U | ECG Unit | ECG 1600-A | CARDON REHABILITATION PRODUCTS INC | ECHO-100 | 004-08620 | 2020-04-30 |  | 2021-05-01 | Model number ECHO-100 needs to be added. No active license found.
1054957 | Thermometers, Electronic, Infrared, Ear | Thermometers | Thermometers, Electronic, Infrared, Ear | Active | MSH | MSH | 3 | Emergency | EMERG | Cardinal Health Canada Inc | Genius 3 | N19875764 | 2020-02-29 |  | 2023-04-29
1054958 | Thermometers, Electronic, Infrared, Ear | Thermometers | Thermometers, Electronic, Infrared, Ear | Active | MSH | MSH | 3 | Emergency | EMERG | Cardinal Health Canada Inc | Genius 3 | N19875515 | 2020-02-29 |  | 2023-04-29
1054959 | Monitors, Vital Signs | Monitors, Vital Signs | Monitors, Vital Signs | Active | MSH | MSH | 10S | Nursing 10S Geriatrics | 10th Floor - South Side | MASIMO | Root | 2000060919 | 2020-04-29 |  | 2021-04-29 | Configured to use with Masimo Patient SafetyNet (10-1) Electrical Safety - G: 84 mOhm, L: 75.5 uA 10N - 2
1054960 | Monitors, Vital Signs | Monitors, Vital Signs | Monitors, Vital Signs | Active | MSH | MSH | 10N | Nursing 10N Geriatrics | Geriatrics | MASIMO | Root | 2000058422 | 2020-04-29 |  | 2021-04-29 | Electrical Safety - G: 77 mOhm, L: 74.3 uA 10N - 4
1054961 | Monitors, Vital Signs | Monitors, Vital Signs | Monitors, Vital Signs | Active | MSH | MSH | 10N | Nursing 10N Geriatrics | Geriatrics | MASIMO | Root | 2000060957 | 2020-04-29 |  | 2021-04-29 | Electrical Safety - G: 83 mOhm, L: 76.4 uA 10N - 10
1054962 | Monitors, Vital Signs | Monitors, Vital Signs | Monitors, Vital Signs | Active | MSH | MSH | 10N | Nursing 10N Geriatrics | Geriatrics | MASIMO | Root | 2000060993 | 2020-04-29 |  | 2021-04-29 | Electrical Safety - G: 81 mOhm, L: 74.2 uA 10N - 7
1054963 | Monitors, Vital Signs | Monitors, Vital Signs | Monitors, Vital Signs | Active | MSH | MSH | 10N | Nursing 10N Geriatrics | Geriatrics | MASIMO | Root | 2000058492 | 2020-04-29 |  | 2021-04-29 | Electrical Safety - G: 81 mOhm, L: 77.2 uA 10N - 3
1054964 | Monitors, Vital Signs | Monitors, Vital Signs | Monitors, Vital Signs | Active | MSH | MSH | 10N | Nursing 10N Geriatrics | Geriatrics | MASIMO | Root | 2000058497 | 2020-04-29 |  | 2021-04-29 | Electrical Safety - G: 80 mOhm, L: 73.2 uA 10N - 5
1054965 | Monitors, Vital Signs | Monitors, Vital Signs | Monitors, Vital Signs | Active | MSH | MSH | 16M | Mother & Baby | 16th Floor - Murray Side | MASIMO | Root | 2000196313 | 2020-04-29 |  | 2021-04-29 | Electrical Safety - G: 82 mOhm, L: 76.2 uA 10N - 1
1054966 | Monitors, Vital Signs | Monitors, Vital Signs | Monitors, Vital Signs | Active | MSH | MSH | 10N | Nursing 10N Geriatrics | Geriatrics | MASIMO | Root | 2000058449 | 2020-04-29 |  | 2021-04-29 | Electrical Safety - G: 81 mOhm, L: 75.4 uA 10N - 8
1054967 | Monitors, Vital Signs | Monitors, Vital Signs | Monitors, Vital Signs | Active | MSH | MSH | 10S | Nursing 10S Geriatrics | 10th Floor - South Side | MASIMO | Root | 2000060903 | 2020-04-29 |  | 2021-04-29 | Configured to use with Masimo Patient SafetyNet (10-2) Electrical Safety - G: 77 mOhm, L: 75.3 uA 10N - 9
1054968 | Monitors, Vital Signs | Monitors, Vital Signs | Monitors, Vital Signs | Active | MSH | MSH | 10S | Nursing 10S Geriatrics | Geriatrics | MASIMO | Root | 2000060916 | 2020-04-29 |  | 2021-04-29 | Electrical Safety - G: 0.146 Ohms, L: 75 uA 10S - 10
1054969 | Monitors, Vital Signs | Monitors, Vital Signs | Monitors, Vital Signs | Active | MSH | MSH | 10N | Nursing 10S Geriatrics | 10th Floor - North Side | MASIMO | Root | 2000060904 | 2020-04-29 |  | 2021-04-29 | Configured to use with Masimo Patient SafetyNet (10-11) Electrical Safety - G: 0.150 Ohms, L: 73.8 uA 10S - 4
1054970 | Monitors, Vital Signs | Monitors, Vital Signs | Monitors, Vital Signs | Active | MSH | MSH | 10S | Nursing 10S Geriatrics | Geriatrics | MASIMO | Root | 2000058481 | 2020-04-29 |  | 2021-04-29 | Electrical Safety - G: 82 mOhm, L: 81.4 uA 10S - 2
1054971 | Monitors, Vital Signs | Monitors, Vital Signs | Monitors, Vital Signs | Active | MSH | MSH | 10S | Nursing 10S Geriatrics | Geriatrics | MASIMO | Root | 2000060927 | 2020-04-29 |  | 2021-04-29 | Electrical Safety - G: 81 mOhm, L: 74.9 uA 10S - 8
1054972 | Monitors, Vital Signs | Monitors, Vital Signs | Monitors, Vital Signs | Active | MSH | MSH | 10S | Nursing 10S Geriatrics | Geriatrics | MASIMO | Root | 2000086934 | 2020-04-29 |  | 2021-04-29 | Configured to use with Masimo Patient SafetyNet (10-4) Electrical Safety - G: 80 mOhm, L: 76.2 uA 10S - 1
1054973 | Monitors, Vital Signs | Monitors, Vital Signs | Monitors, Vital Signs | Active | MSH | MSH | 10S | Nursing 10S Geriatrics | Geriatrics | MASIMO | Root | 2000058478 | 2020-04-29 |  | 2021-04-29 | Electrical Safety - G: 0.163 Ohms, L: 72.6 uA 10S - 5
1054974 | Monitors, Vital Signs | Monitors, Vital Signs | Monitors, Vital Signs | Active | MSH | MSH | 10S | Nursing 10S Geriatrics | Geriatrics | MASIMO | Root | 2000132599 | 2020-04-29 |  | 2021-04-29 | Electrical Safety - G: 0.137 Ohms, L:75.4 uA 10S - 3
1054975 | Monitors, Vital Signs | Monitors, Vital Signs | Monitors, Vital Signs | Active | MSH | MSH | 12N | Nursing 12N Medicine | 12th Floor - North Side | MASIMO | Root | 2000060971 | 2020-04-29 |  | 2021-04-29 | Electrical Safety - G: 0.161 Ohms, L: 74.1 uA 10S - 9
1054976 | Monitors, Vital Signs | Monitors, Vital Signs | Monitors, Vital Signs | Active | MSH | MSH | 16M | Mother & Baby | 16th Floor - Murray Side | MASIMO | Root | 2000174382 | 2020-04-29 |  | 2021-04-29 | Electrical Safety - G: 0.160 Ohms, L: 76.6 uA Moved to 11N from 10S Aug 2021
1054977 | Monitors, Vital Signs | Monitors, Vital Signs | Monitors, Vital Signs | Active | MSH | MSH | 10S | Nursing 10S Geriatrics | Geriatrics | MASIMO | Root | 2000058426 | 2020-04-29 |  | 2021-04-29 | Electrical Safety - G: 0.164 Ohms, L: 73.4 uA 10S - 6
1054978 | Monitors, Vital Signs | Monitors, Vital Signs | Monitors, Vital Signs | Active | MSH | MSH | 11N | Nursing 11N Medicine | Medicine | MASIMO | Root | 2000185537 | 2020-04-29 |  | 2021-04-29 | Electrical Safety - G: 0.161 Ohms, L: 72.6 uA 11N - 9
1054979 | Monitors, Vital Signs | Monitors, Vital Signs | Monitors, Vital Signs | Active | MSH | MSH | 11N | Nursing 11N Medicine | Medicine | MASIMO | Root | 2000060980 | 2020-04-29 |  | 2021-04-29 | Electrical Safety - G: 0.160 Ohms, L: 77.1 uA 11N - 5 safetynet
1054980 | Monitors, Vital Signs | Monitors, Vital Signs | Monitors, Vital Signs | Active | MSH | MSH | 11N | Nursing 11N Medicine | Medicine | MASIMO | Root | 2000058403 | 2020-04-29 |  | 2021-04-29 | Electrical Safety - G: 0.159 Ohms, L: 74.4 uA 11N - 10
1054981 | Monitors, Vital Signs | Monitors, Vital Signs | Monitors, Vital Signs | Active | MSH | MSH | 15M | Nursing 15 Murray/Antenatal | 15th Floor - Murray Side | MASIMO | Root | 2000177199 | 2020-04-29 |  | 2021-04-29 | Electrical Safety - G: 0.162 Ohms, L: 72.8 uA May 7, 2021 - Located at 15M RM 15-321
1054982 | Monitors, Vital Signs | Monitors, Vital Signs | Monitors, Vital Signs | Active | MSH | MSH | 15M | Nursing 15 Murray/Antenatal | 15th Floor - Murray Side | MASIMO | Root | 2000058455 | 2020-04-29 |  | 2021-04-29 | Electrical Safety - G: 0.161 Ohms, L: 73.6 uA 11N - 8
1054983 | Monitors, Vital Signs | Monitors, Vital Signs | Monitors, Vital Signs | Active | MSH | MSH | 11N | Nursing 11N Medicine | Medicine | MASIMO | Root | 2000060983 | 2020-04-29 |  | 2021-04-29 | Electrical Safety - G: 0.154 Ohms, L: 76.0 uA 11N - 5 1122 B
1054984 | Monitors, Vital Signs | Monitors, Vital Signs | Monitors, Vital Signs | Active | MSH | MSH | 11N | Nursing 11N Medicine | Medicine | MASIMO | Root | 2000058443 | 2020-04-29 |  | 2021-04-29 | Electrical Safety - G: 0.163 Ohms, L: 77.8 uA 11N - 4
1054985 | Monitors, Vital Signs | Monitors, Vital Signs | Monitors, Vital Signs | Active | MSH | MSH | 11N | Nursing 11N Medicine | Medicine | MASIMO | Root | 2000173011 | 2020-04-29 |  | 2021-04-29 | Electrical Safety - G: 0.160 Ohms, L: 74.3 uA 11N-1
1054986 | Monitors, Vital Signs | Monitors, Vital Signs | Monitors, Vital Signs | Active | MSH | MSH | 11N | Nursing 11N Medicine | Medicine | MASIMO | Root | 2000058424 | 2020-04-29 |  | 2021-04-29 | Configured to use with Masimo Patient SafetyNet (11-6) Electrical Safety - G: 0.162 Ohms, L: 72.8 uA] 11N-2
1054987 | Monitors, Vital Signs | Monitors, Vital Signs | Monitors, Vital Signs | Active | MSH | MSH | 11N | Nursing 11N Medicine | Medicine | MASIMO | Root | 2000058474 | 2020-04-29 |  | 2021-04-29 | Configured to use with Masimo Patient SafetyNet (11-3) Electrical Safety - G: 0.164 Ohms, L: 73.9 uA 11N - 7
1054988 | Monitors, Vital Signs | Monitors, Vital Signs | Monitors, Vital Signs | Active | MSH | MSH | 12N | Nursing 12N Medicine | 12th Floor - North Side | MASIMO | Root | 2000060949 | 2020-04-29 |  | 2021-04-29 | Electrical Safety - G: 0.164 Ohms, L: 73.6 uA 12S - 1
1054989 | Monitors, Vital Signs | Monitors, Vital Signs | Monitors, Vital Signs | Active | MSH | MSH | 12S | Nursing 12S Medicine | Medicine | MASIMO | Root | 2000060979 | 2020-04-29 |  | 2021-04-29 | Configured to use with Masimo Patient SafetyNet (12-1) Electrical Safety - G: 79 mOhm , L: 79.7 uA 12S - 4
1054990 | Monitors, Vital Signs | Monitors, Vital Signs | Monitors, Vital Signs | Active | MSH | MSH | 12S | Nursing 12S Medicine | Medicine | MASIMO | Root | 2000086924 | 2020-04-29 |  | 2021-04-29 | Electrical Safety - G: 83 mOhm, L: 76.2 uA 12S - 5
1054991 | Monitors, Vital Signs | Monitors, Vital Signs | Monitors, Vital Signs | Active | MSH | MSH | 12S | Nursing 12S Medicine | Medicine | MASIMO | Root | 2000060976 | 2020-04-29 |  | 2021-04-29 | Configured to use with Masimo Patient SafetyNet (12-3) Electrical Safety - G: 81 mOhm, L: 76.7 uA 12S - 7
1054992 | Monitors, Vital Signs | Monitors, Vital Signs | Monitors, Vital Signs | Active | MSH | MSH | 12S | Nursing 12S Medicine | Medicine | MASIMO | Root | 2000058487 | 2020-04-29 |  | 2021-04-29 | Electrical Safety - G: 81 mOhm, L: 76.1 uA 12S - 9
1054993 | Monitors, Vital Signs | Monitors, Vital Signs | Monitors, Vital Signs | Active | MSH | MSH | 12N | Nursing 12N Medicine | 12th Floor - North Side | MASIMO | Root | 2000060937 | 2020-04-29 |  | 2021-04-29 | Electrical Safety - G: 71 mOhm, L: 76.2uA 12S - 8
1054994 | Monitors, Vital Signs | Monitors, Vital Signs | Monitors, Vital Signs | Active | MSH | MSH | 12S | Nursing 12S Medicine | Medicine | MASIMO | Root | 2000058447 | 2020-04-29 |  | 2021-04-29 | Electrical Safety - G: 80 mOhm, L: 76.5 uA 12S - 10 Configured to use with Masimo Patient SafetyNet
1054995 | Monitors, Vital Signs | Monitors, Vital Signs | Monitors, Vital Signs | Active | MSH | MSH | 12S | Nursing 12S Medicine | Medicine | MASIMO | Root | 2000058451 | 2020-04-29 |  | 2021-04-29 | Electrical Safety - G: 0.163 Ohms, L: 75.4 uA 12S - 3
1054996 | Monitors, Vital Signs | Monitors, Vital Signs | Monitors, Vital Signs | Active | MSH | MSH | 12S | Nursing 12S Medicine | Medicine | MASIMO | Root | 2000058498 | 2020-04-29 |  | 2021-04-29 | Electrical Safety - G: 81 mOhm, L: 76.1 uA 12S - 2
1054997 | Monitors, Vital Signs | Monitors, Vital Signs | Monitors, Vital Signs | Active | MSH | MSH | 12N | Nursing 12N Medicine | 12th Floor - North Side | MASIMO | Root | 2000058495 | 2020-04-29 |  | 2021-04-29 | Electrical Safety - G: 76 mOhm, L: 74.7 uA 12S - 6
1054998 | Monitors, Vital Signs | Monitors, Vital Signs | Monitors, Vital Signs | Active | MSH | MSH | 17U | NICU | NICU | MASIMO | Root | 2000058463 | 2020-04-29 |  | 2021-04-29
1054999 | Monitors, Vital Signs | Monitors, Vital Signs | Monitors, Vital Signs | Active | MSH | MSH | 17U | NICU | NICU | MASIMO | Root | 2000058418 | 2020-04-29 |  | 2021-04-29
1055000 | Monitors, Vital Signs | Monitors, Vital Signs | Monitors, Vital Signs | Active | MSH | MSH | 17U | NICU | NICU | MASIMO | Root | 2000060984 | 2020-04-29 |  | 2021-04-29
1055001 | Monitors, Vital Signs | Monitors, Vital Signs | Monitors, Vital Signs | Active | MSH | MSH | 17U | NICU | NICU | MASIMO | Root | 2000060901 | 2020-04-29 |  | 2021-04-29
1055003 | Monitors, Vital Signs | Monitors, Vital Signs | Monitors, Vital Signs | Active | MSH | MSH | 12S | Nursing 12S Medicine | 12 South | MASIMO | Root | 2000058475 | 2020-04-29 |  | 2021-04-29 | 12S - 25
1055004 | Monitors, Vital Signs | Monitors, Vital Signs | Monitors, Vital Signs | Active | MSH | MSH | 15M | Nursing 15 Murray/Antenatal | 15th Floor - Murray Side | MASIMO | Root | 2000146968 | 2020-04-29 |  | 2021-04-29 | 14S - 16 May 7, 2021 - Moved to 15M Rm 15-307
1055005 | Monitors, Vital Signs | Monitors, Vital Signs | Monitors, Vital Signs | Active | MSH | MSH | 12S | Nursing 12S Medicine | 12 South | MASIMO | Root | 2000060938 | 2020-04-29 |  | 2021-04-29 | 12S - 26
1055006 | Monitors, Vital Signs | Monitors, Vital Signs | Monitors, Vital Signs | Active | MSH | MSH | 9 | Nursing 9S Psychiatry | 9th Floor | MASIMO | Root | 2000060914 | 2020-04-29 |  | 2021-04-29 | 9S - 2
1055007 | Monitors, Vital Signs | Monitors, Vital Signs | Monitors, Vital Signs | Active | MSH | MSH | 9 | Nursing 9S Psychiatry | 9th Floor | MASIMO | Root | 2000058491 | 2020-04-29 |  | 2021-04-29 | 9S - 3
1055008 | Pulse CO-Oximeter | Pulse CO-Oximeter | Pulse CO-Oximeter | Active | MSH | MSH | 10N | Nursing 10N Geriatrics | Geriatrics | MASIMO | Radical-7 | 1000176298 | 2020-04-29 | 2774 | 2021-04-29 | Free item included with Root purchase
1055010 | Pulse CO-Oximeter | Pulse CO-Oximeter | Pulse CO-Oximeter | Active | MSH | MSH | 10N | Nursing 10N Geriatrics | Geriatrics | MASIMO | Radical-7 | 1000176529 | 2020-04-29 | 2774 | 2021-04-29 | Free item included with Root purchase
1055011 | Pulse CO-Oximeter | Pulse CO-Oximeter | Pulse CO-Oximeter | Active | MSH | MSH | 10N | Nursing 10N Geriatrics | Geriatrics | MASIMO | Radical-7 | 1000176382 | 2020-04-29 | 2774 | 2021-04-29 | Free item included with Root purchase
1055012 | Pulse CO-Oximeter | Pulse CO-Oximeter | Pulse CO-Oximeter | Active | MSH | MSH | 10N | Nursing 10N Geriatrics | Geriatrics | MASIMO | Radical-7 | 1000176450 | 2020-04-29 | 2774 | 2021-04-29 | Free item included with Root purchase
1055013 | Pulse CO-Oximeter | Pulse CO-Oximeter | Pulse CO-Oximeter | Active | MSH | MSH | 16M | Mother & Baby | 16th Floor - Murray Side | MASIMO | Radical-7 | 1000176431 | 2020-04-29 | 2774 | 2021-04-29 | Free item included with Root purchase
1055014 | Pulse CO-Oximeter | Pulse CO-Oximeter | Pulse CO-Oximeter | Active | MSH | MSH | 10N | Nursing 10N Geriatrics | Geriatrics | MASIMO | Radical-7 | 1000176470 | 2020-04-29 | 2774 | 2021-04-29 | Free item included with Root purchase
1055015 | Pulse CO-Oximeter | Pulse CO-Oximeter | Pulse CO-Oximeter | Active | MSH | MSH | 10N | Nursing 10N Geriatrics | Geriatrics | MASIMO | Radical-7 | 1000176504 | 2020-04-29 | 2774 | 2021-04-29 | Free item included with Root purchase
1055016 | Pulse CO-Oximeter | Pulse CO-Oximeter | Pulse CO-Oximeter | Active | MSH | MSH | 10N | Nursing 10N Geriatrics | Geriatrics | MASIMO | Radical-7 | 1000172852 | 2020-04-29 | 2774 | 2021-04-29 | Free item included with Root purchase
1055017 | Pulse CO-Oximeter | Pulse CO-Oximeter | Pulse CO-Oximeter | Active | MSH | MSH | 10S | Nursing 10S Geriatrics | Geriatrics | MASIMO | Radical-7 | 1000176469 | 2020-04-29 | 2774 | 2021-04-29 | Free item included with Root purchase
1055018 | Pulse CO-Oximeter | Pulse CO-Oximeter | Pulse CO-Oximeter | Active | MSH | MSH | 10S | Nursing 10S Geriatrics | Geriatrics | MASIMO | Radical-7 | 1000176555 | 2020-04-29 | 2774 | 2021-04-29 | Free item included with Root purchase
1055019 | Pulse CO-Oximeter | Pulse CO-Oximeter | Pulse CO-Oximeter | Active | MSH | MSH | 10S | Nursing 10S Geriatrics | Geriatrics | MASIMO | Radical-7 | 1000176458 | 2020-04-29 | 2774 | 2021-04-29 | Free item included with Root purchase
1055020 | Pulse CO-Oximeter | Pulse CO-Oximeter | Pulse CO-Oximeter | Active | MSH | MSH | 10S | Nursing 10S Geriatrics | Geriatrics | MASIMO | Radical-7 | 1000176375 | 2020-04-29 | 2774 | 2021-04-29 | Free item included with Root purchase
1055021 | Pulse CO-Oximeter | Pulse CO-Oximeter | Pulse CO-Oximeter | Active | MSH | MSH | 10S | Nursing 10S Geriatrics | Geriatrics | MASIMO | Radical-7 | 1000176264 | 2020-04-29 | 2774 | 2021-04-29 | Free item included with Root purchase
1055022 | Pulse CO-Oximeter | Pulse CO-Oximeter | Pulse CO-Oximeter | Active | MSH | MSH | 10S | Nursing 10S Geriatrics | Geriatrics | MASIMO | Radical-7 | 1000176445 | 2020-04-29 | 2774 | 2021-04-29 | Free item included with Root purchase
1055023 | Pulse CO-Oximeter | Pulse CO-Oximeter | Pulse CO-Oximeter | Active | MSH | MSH | 16M | Mother & Baby | 16th Floor - Murray Side | MASIMO | Radical-7 | 1000176465 | 2020-04-29 | 2774 | 2021-04-29 | Free item included with Root purchase
1055024 | Pulse CO-Oximeter | Pulse CO-Oximeter | Pulse CO-Oximeter | Active | MSH | MSH | 12N | Nursing 12N Medicine | 12th Floor - North Side | MASIMO | Radical-7 | 1000176453 | 2020-04-29 | 2774 | 2021-04-29 | Free item included with Root purchase
1055025 | Pulse CO-Oximeter | Pulse CO-Oximeter | Pulse CO-Oximeter | Active | MSH | MSH | 10S | Nursing 10S Geriatrics | Geriatrics | MASIMO | Radical-7 | 1000176307 | 2020-04-29 | 2774 | 2021-04-29 | Free item included with Root purchase
1055026 | Pulse CO-Oximeter | Pulse CO-Oximeter | Pulse CO-Oximeter | Active | MSH | MSH | 10S | Nursing 10S Geriatrics | Geriatrics | MASIMO | Radical-7 | 1000176392 | 2020-04-29 | 2774 | 2021-04-29 | Free item included with Root purchase
1055027 | Pulse CO-Oximeter | Pulse CO-Oximeter | Pulse CO-Oximeter | Active | MSH | MSH | 11N | Nursing 11N Medicine | Medicine | MASIMO | Radical-7 | 1000172851 | 2020-04-29 | 2774 | 2021-04-29 | Can interface with RAM Dual Cable LNC (for use with acoustic respiration sensors and SPO2 LNCS sensors) Free item included with Root purchase
1055028 | Pulse CO-Oximeter | Pulse CO-Oximeter | Pulse CO-Oximeter | Active | MSH | MSH | 11N | Nursing 11N Medicine | Medicine | MASIMO | Radical-7 | 1000176550 | 2020-04-29 | 2774 | 2021-04-29 | Free item included with Root purchase
1055029 | Pulse CO-Oximeter | Pulse CO-Oximeter | Pulse CO-Oximeter | Active | MSH | MSH | 11N | Nursing 11N Medicine | Medicine | MASIMO | Radical-7 | 1000176503 | 2020-04-29 | 2774 | 2021-04-29 | Free item included with Root purchase
1055030 | Pulse CO-Oximeter | Pulse CO-Oximeter | Pulse CO-Oximeter | Active | MSH | MSH | 11N | Nursing 11N Medicine | Medicine | MASIMO | Radical-7 | 1000176563 | 2020-04-29 | 2774 | 2021-04-29 | Can interface with RAM Dual Cable LNC (for use with acoustic respiration sensors and SPO2 LNCS sensors) Free item included with Root purchase
1055031 | Pulse CO-Oximeter | Pulse CO-Oximeter | Pulse CO-Oximeter | Active | MSH | MSH | 11N | Nursing 11N Medicine | Medicine | MASIMO | Radical-7 | 1000176265 | 2020-04-29 | 2774 | 2021-04-29 | Free item included with Root purchase
1055032 | Pulse CO-Oximeter | Pulse CO-Oximeter | Pulse CO-Oximeter | Active | MSH | MSH | 11N | Nursing 11N Medicine | Medicine | MASIMO | Radical-7 | 1000176559 | 2020-04-29 | 2774 | 2021-04-29 | Free item included with Root purchase
1055033 | Pulse CO-Oximeter | Pulse CO-Oximeter | Pulse CO-Oximeter | Active | MSH | MSH | 11N | Nursing 11N Medicine | Medicine | MASIMO | Radical-7 | 1000176393 | 2020-04-29 | 2774 | 2021-04-29 | Free item included with Root purchase
1055034 | Pulse CO-Oximeter | Pulse CO-Oximeter | Pulse CO-Oximeter | Active | MSH | MSH | 11N | Nursing 11N Medicine | Medicine | MASIMO | Radical-7 | 1000176543 | 2020-04-29 | 2774 | 2021-04-29 | Free item included with Root purchase
1055035 | Pulse CO-Oximeter | Pulse CO-Oximeter | Pulse CO-Oximeter | Active | MSH | MSH | 11N | Nursing 11N Medicine | Medicine | MASIMO | Radical-7 | 1000176371 | 2020-04-29 | 2774 | 2021-04-29 | Can interface with RAM Dual Cable (for use with acoustic respiration sensors and SPO2 LNCS sensors) Free item included with Root purchase
1055036 | Pulse CO-Oximeter | Pulse CO-Oximeter | Pulse CO-Oximeter | Active | MSH | MSH | 15M | Nursing 15 Murray/Antenatal | 15th Floor - Murray Side | MASIMO | Radical-7 | 1000176317 | 2020-04-29 | 2774 | 2021-04-29 | Free item included with Root purchase
1055037 | Pulse CO-Oximeter | Pulse CO-Oximeter | Pulse CO-Oximeter | Active | MSH | MSH | 12S | Nursing 12S Medicine | Medicine | MASIMO | Radical-7 | 1000176473 | 2020-04-29 | 2774 | 2021-04-29 | Free item included with Root purchase
1055038 | Pulse CO-Oximeter | Pulse CO-Oximeter | Pulse CO-Oximeter | Active | MSH | MSH | 12S | Nursing 12S Medicine | Medicine | MASIMO | Radical-7 | 1000176575 | 2020-04-29 | 2774 | 2021-04-29 | Free item included with Root purchase
1055039 | Pulse CO-Oximeter | Pulse CO-Oximeter | Pulse CO-Oximeter | Active | MSH | MSH | 12S | Nursing 12S Medicine | Medicine | MASIMO | Radical-7 | 1000176315 | 2020-04-29 | 2774 | 2021-04-29 | Free item included with Root purchase
1055040 | Pulse CO-Oximeter | Pulse CO-Oximeter | Pulse CO-Oximeter | Active | MSH | MSH | 12S | Nursing 12S Medicine | Medicine | MASIMO | Radical-7 | 1000176404 | 2020-04-29 | 2774 | 2021-04-29 | Free item included with Root purchase
1055041 | Pulse CO-Oximeter | Pulse CO-Oximeter | Pulse CO-Oximeter | Active | MSH | MSH | 12S | Nursing 12S Medicine | Medicine | MASIMO | Radical-7 | 1000198771 | 2020-04-29 | 2774 | 2021-04-29 | Free item included with Root purchase 1000176472 replaced with 1000198771 Jan 28, 2021.
1055042 | Pulse CO-Oximeter | Pulse CO-Oximeter | Pulse CO-Oximeter | Active | MSH | MSH | 16M | Mother & Baby | M&B Unit | MASIMO | Radical-7 | 1000176247 | 2020-04-29 | 2774 | 2021-04-29 | Free item included with Root purchase
1055043 | Pulse CO-Oximeter | Pulse CO-Oximeter | Pulse CO-Oximeter | Active | MSH | MSH | 12S | Nursing 12S Medicine | Medicine | MASIMO | Radical-7 | 1000175898 | 2020-04-29 | 2774 | 2021-04-29 | Free item included with Root purchase
1055044 | Pulse CO-Oximeter | Pulse CO-Oximeter | Pulse CO-Oximeter | Active | MSH | MSH | 12S | Nursing 12S Medicine | Medicine | MASIMO | Radical-7 | 1000176347 | 2020-04-29 | 2774 | 2021-04-29 | Free item included with Root purchase
1055045 | Pulse CO-Oximeter | Pulse CO-Oximeter | Pulse CO-Oximeter | Active | MSH | MSH | 12N | Nursing 12N Medicine | 12th Floor - North Side | MASIMO | Radical-7 | 1000176449 | 2020-04-29 | 2774 | 2021-04-29 | Free item included with Root purchase
1055046 | Pulse CO-Oximeter | Pulse CO-Oximeter | Pulse CO-Oximeter | Active | MSH | MSH | 12N | Nursing 12N Medicine | 12th Floor - North Side | MASIMO | Radical-7 | 1000176280 | 2020-04-29 | 2774 | 2021-04-29 | Free item included with Root purchase
1055047 | Pulse CO-Oximeter | Pulse CO-Oximeter | Pulse CO-Oximeter | Active | MSH | MSH | 17U | NICU | NICU | MASIMO | Radical-7 | 1000176442 | 2020-04-29 | 2774 | 2021-04-29 | Free item included with Root purchase
1055048 | Pulse CO-Oximeter | Pulse CO-Oximeter | Pulse CO-Oximeter | Active | MSH | MSH | 17U | NICU | NICU | MASIMO | Radical-7 | 1000176427 | 2020-04-29 | 2774 | 2021-04-29 | Free item included with Root purchase
1055049 | Pulse CO-Oximeter | Pulse CO-Oximeter | Pulse CO-Oximeter | Active | MSH | MSH | 17U | NICU | NICU | MASIMO | Radical-7 | 1000176400 | 2020-04-29 | 2774 | 2021-04-29 | Free item included with Root purchase
1055050 | Pulse CO-Oximeter | Pulse CO-Oximeter | Pulse CO-Oximeter | Active | MSH | MSH | 17U | NICU | NICU | MASIMO | Radical-7 | 1000176191 | 2020-04-29 | 2774 | 2021-04-29 | Free item included with Root purchase
1055051 | Pulse CO-Oximeter | Pulse CO-Oximeter | Pulse CO-Oximeter | Active | MSH | MSH | 14S | Nursing 14S Medicine | Medicine | MASIMO | Radical-7 | 1000176456 | 2020-04-29 | 2774 | 2021-04-29 | Free item included with Root purchase
1055052 | Pulse CO-Oximeter | Pulse CO-Oximeter | Pulse CO-Oximeter | Active | MSH | MSH | 17U | NICU | NICU | MASIMO | Radical-7 | 1000176471 | 2020-04-29 | 2774 | 2021-04-29 | Free item included with Root purchase
1055053 | Pulse CO-Oximeter | Pulse CO-Oximeter | Pulse CO-Oximeter | Active | MSH | MSH | 12S | Nursing 12S Medicine | 12 South | MASIMO | Radical-7 | 1000176223 | 2020-04-29 | 2774 | 2021-04-29 | Free item included with Root purchase
1055054 | Pulse CO-Oximeter | Pulse CO-Oximeter | Pulse CO-Oximeter | Active | MSH | MSH | 12S | Nursing 12S Medicine | 12 South | MASIMO | Radical-7 | 1000176325 | 2020-04-29 | 2774 | 2021-04-29 | Free item included with Root purchase
1055055 | Pulse CO-Oximeter | Pulse CO-Oximeter | Pulse CO-Oximeter | Active | MSH | MSH | 9 | Nursing 9S Psychiatry | 9th Floor | MASIMO | Radical-7 | 1000176571 | 2020-04-29 | 2774 | 2021-04-29 | Free item included with Root purchase
1055056 | Pulse CO-Oximeter | Pulse CO-Oximeter | Pulse CO-Oximeter | Active | MSH | MSH | 9 | Nursing 9S Psychiatry | 9th Floor | MASIMO | Radical-7 | 1000176387 | 2020-04-29 | 2774 | 2021-04-29 | Free item included with Root purchase
1055058 | Thermometers, Electronic, Thermistor/Thermocouple, Patient | Thermometers | Thermometers, Electronic, Thermistor/Thermocouple, Patient | Active | MSH | MSH | 17U | NICU | NICU | Cardinal Health Canada Inc | Filac 3000 AD | A1957341X | 2020-05-06 | 297.05 | 2020-11-06 | Man. Date:2019-10-16
1055059 | Intraosseous Infusion Kits | Intraosseous Infusion Kits | Intraosseous Infusion Kits | Active | MSH | MSH | 3 | Emergency | EMERGENCY | Teleflex Inc | Arrow EZ-IO | K28541 | 2020-05-06
1055068 | Thermometers, Electronic | Thermometers | Thermometers, Electronic | Active | MSH | MSH | 14S | Nursing 14S Medicine | 14th Floor - South Side | Welch Allyn | Sure Temp Plus 901053 | 20156789 | 2020-05-08 |  |  | Thermometer with holder
1055070 | Thermometers, Electronic | Thermometers | Thermometers, Electronic | Active | MSH | MSH | 10S | Nursing 10S Geriatrics | 10th Floor - South Side | Welch Allyn | Sure Temp Plus 901053 | 20143599 | 2020-05-08
1055071 | Thermometers, Electronic | Thermometers | Thermometers, Electronic | Active | MSH | MSH | 15U | Nursing 15 Murray/Antenatal | 15th Floor - University Side | Welch Allyn | Sure Temp Plus 901053 | 20156959 | 2020-05-08
1055072 | Thermometers, Electronic | Thermometers | Thermometers, Electronic | Active | MSH | MSH | 14S | Nursing 14S Medicine | 14th Floor - South Side | Welch Allyn | Sure Temp Plus 901053 | 20156524 | 2020-05-08
1055074 | Thermometers, Electronic | Thermometers | Thermometers, Electronic | Active | MSH | MSH | 10S | Nursing 10S Geriatrics | 10th Floor - South Side | Welch Allyn | Sure Temp Plus 901053 | 20156961 | 2020-05-08
1055094 | INFUSION PUMPS, GENERAL PURPOSE | INFUSION PUMPS | INFUSION PUMPS, GENERAL PURPOSE | Active | MSH | MSH | MSH | Central Dispatch | MSH-PC Unit | Alaris Medical Systems | 8015 - PCU | 15762712 | 2020-05-11 | 2100 | 2021-05-11
1055097 | INFUSION PUMPS, GENERAL PURPOSE | INFUSION PUMPS | INFUSION PUMPS, GENERAL PURPOSE | Active | MSH | MSH | MSH | Central Dispatch | MSH-LVP | Alaris Medical Systems | 8100 - LVP Module | 15826500 | 2020-05-12 | 1200 | 2021-05-11
1055102 | INFUSION PUMPS, GENERAL PURPOSE | INFUSION PUMPS | INFUSION PUMPS, GENERAL PURPOSE | Active | MSH | MSH | MSH | Central Dispatch | MSH-PC Unit | Alaris Medical Systems | 8015 - PCU | 15762567 | 2020-05-11 | 2100 | 2021-05-11
1055103 | INFUSION PUMPS, GENERAL PURPOSE | INFUSION PUMPS | INFUSION PUMPS, GENERAL PURPOSE | Active | MSH | MSH | 17U | NICU | NICU | Alaris Medical Systems | 8015 - PCU | 15762563 | 2020-05-11 | 2100 | 2021-05-11
1055104 | INFUSION PUMPS, GENERAL PURPOSE | INFUSION PUMPS | INFUSION PUMPS, GENERAL PURPOSE | Active | MSH | MSH | MSH | Central Dispatch | MSH-PC Unit | Alaris Medical Systems | 8015 - PCU | 15762862 | 2020-05-11 | 2100 | 2021-05-11
1055105 | INFUSION PUMPS, GENERAL PURPOSE | INFUSION PUMPS | INFUSION PUMPS, GENERAL PURPOSE | Active | MSH | MSH | MSH | Central Dispatch | MSH-PC Unit | Alaris Medical Systems | 8015 - PCU | 15762708 | 2020-05-11 | 2100 | 2021-05-11
1055106 | INFUSION PUMPS, GENERAL PURPOSE | INFUSION PUMPS | INFUSION PUMPS, GENERAL PURPOSE | Active | MSH | MSH | MSH | Central Dispatch | MSH-PC Unit | Alaris Medical Systems | 8015 - PCU | 15762543 | 2020-05-11 | 2100 | 2021-05-11
1055107 | INFUSION PUMPS, GENERAL PURPOSE | INFUSION PUMPS | INFUSION PUMPS, GENERAL PURPOSE | Active | MSH | MSH | MSH | Central Dispatch | MSH-PC Unit | Alaris Medical Systems | 8015 - PCU | 15762713 | 2020-05-11 | 2100 | 2021-05-11
1055108 | INFUSION PUMPS, GENERAL PURPOSE | INFUSION PUMPS | INFUSION PUMPS, GENERAL PURPOSE | Active | MSH | MSH | MSH | Central Dispatch | MSH-PC Unit | Alaris Medical Systems | 8015 - PCU | 15762788 | 2020-05-11 | 2100 | 2021-05-11
1055109 | INFUSION PUMPS, GENERAL PURPOSE | INFUSION PUMPS | INFUSION PUMPS, GENERAL PURPOSE | Active | MSH | MSH | MSH | Central Dispatch | MSH-PC Unit | Alaris Medical Systems | 8015 - PCU | 15762826 | 2020-05-11 | 2100 | 2021-05-11
1055110 | INFUSION PUMPS, GENERAL PURPOSE | INFUSION PUMPS | INFUSION PUMPS, GENERAL PURPOSE | Active | MSH | MSH | MSH | Central Dispatch | MSH-PC Unit | Alaris Medical Systems | 8015 - PCU | 15762759 | 2020-05-11 | 2100 | 2021-05-11
1055111 | INFUSION PUMPS, GENERAL PURPOSE | INFUSION PUMPS | INFUSION PUMPS, GENERAL PURPOSE | Active | MSH | MSH | MSH | Central Dispatch | MSH-PC Unit | Alaris Medical Systems | 8015 - PCU | 15762706 | 2020-05-11 | 2100 | 2021-05-11
1055112 | INFUSION PUMPS, GENERAL PURPOSE | INFUSION PUMPS | INFUSION PUMPS, GENERAL PURPOSE | Active | MSH | MSH | MSH | Central Dispatch | MSH-PC Unit | Alaris Medical Systems | 8015 - PCU | 15762863 | 2020-05-11 | 2100 | 2021-05-11
1055113 | INFUSION PUMPS, GENERAL PURPOSE | INFUSION PUMPS | INFUSION PUMPS, GENERAL PURPOSE | Active | MSH | MSH | MSH | Central Dispatch | MSH-PC Unit | Alaris Medical Systems | 8015 - PCU | 15762696 | 2020-05-11 | 2100 | 2021-05-11
1055114 | INFUSION PUMPS, GENERAL PURPOSE | INFUSION PUMPS | INFUSION PUMPS, GENERAL PURPOSE | Active | MSH | MSH | MSH | Central Dispatch | MSH-PC Unit | Alaris Medical Systems | 8015 - PCU | 15762710 | 2020-05-11 | 2100 | 2021-05-11
1055115 | INFUSION PUMPS, GENERAL PURPOSE | INFUSION PUMPS | INFUSION PUMPS, GENERAL PURPOSE | Active | MSH | MSH | MSH | Central Dispatch | MSH-PC Unit | Alaris Medical Systems | 8015 - PCU | 15762847 | 2020-05-11 | 2100 | 2021-05-11
1055116 | INFUSION PUMPS, GENERAL PURPOSE | INFUSION PUMPS | INFUSION PUMPS, GENERAL PURPOSE | Active | MSH | MSH | MSH | Central Dispatch | MSH-PC Unit | Alaris Medical Systems | 8015 - PCU | 15762716 | 2020-05-11 | 2100 | 2021-05-11
1055117 | INFUSION PUMPS, GENERAL PURPOSE | INFUSION PUMPS | INFUSION PUMPS, GENERAL PURPOSE | Active | MSH | MSH | MSH | Central Dispatch | MSH-PC Unit | Alaris Medical Systems | 8015 - PCU | 15762882 | 2020-05-11 | 2100 | 2021-05-11
1055118 | INFUSION PUMPS, GENERAL PURPOSE | INFUSION PUMPS | INFUSION PUMPS, GENERAL PURPOSE | Active | MSH | MSH | MSH | Central Dispatch | MSH-PC Unit | Alaris Medical Systems | 8015 - PCU | 15762661 | 2020-05-11 | 2100 | 2021-05-11
1055119 | INFUSION PUMPS, GENERAL PURPOSE | INFUSION PUMPS | INFUSION PUMPS, GENERAL PURPOSE | Active | MSH | MSH | MSH | Central Dispatch | MSH-PC Unit | Alaris Medical Systems | 8015 - PCU | 15762685 | 2020-05-11 | 2100 | 2021-05-11
1055120 | INFUSION PUMPS, GENERAL PURPOSE | INFUSION PUMPS | INFUSION PUMPS, GENERAL PURPOSE | Active | MSH | MSH | MSH | Central Dispatch | MSH-PC Unit | Alaris Medical Systems | 8015 - PCU | 15762699 | 2020-05-11 | 2100 | 2021-05-11
1055121 | INFUSION PUMPS, GENERAL PURPOSE | INFUSION PUMPS | INFUSION PUMPS, GENERAL PURPOSE | Active | MSH | MSH | MSH | Central Dispatch | MSH-PC Unit | Alaris Medical Systems | 8015 - PCU | 15762946 | 2020-05-11 | 2100 | 2021-05-11
1055122 | INFUSION PUMPS, GENERAL PURPOSE | INFUSION PUMPS | INFUSION PUMPS, GENERAL PURPOSE | Active | MSH | MSH | MSH | Central Dispatch | MSH-PC Unit | Alaris Medical Systems | 8015 - PCU | 15762806 | 2020-05-11 | 2100 | 2021-05-11
1055123 | INFUSION PUMPS, GENERAL PURPOSE | INFUSION PUMPS | INFUSION PUMPS, GENERAL PURPOSE | Active | MSH | MSH | MSH | Central Dispatch | MSH-PC Unit | Alaris Medical Systems | 8015 - PCU | 15762727 | 2020-05-11 | 2100 | 2021-05-11
1055124 | INFUSION PUMPS, GENERAL PURPOSE | INFUSION PUMPS | INFUSION PUMPS, GENERAL PURPOSE | Active | MSH | MSH | MSH | Central Dispatch | MSH-PC Unit | Alaris Medical Systems | 8015 - PCU | 15762866 | 2020-05-11 | 2100 | 2021-05-11
1055125 | INFUSION PUMPS, GENERAL PURPOSE | INFUSION PUMPS | INFUSION PUMPS, GENERAL PURPOSE | Active | MSH | MSH | MSH | Central Dispatch | MSH-PC Unit | Alaris Medical Systems | 8015 - PCU | 15762691 | 2020-05-11 | 2100 | 2021-05-11
1055126 | INFUSION PUMPS, GENERAL PURPOSE | INFUSION PUMPS | INFUSION PUMPS, GENERAL PURPOSE | Active | MSH | MSH | MSH | Central Dispatch | MSH-PC Unit | Alaris Medical Systems | 8015 - PCU | 15762520 | 2020-05-11 | 2100 | 2021-05-11
1055127 | INFUSION PUMPS, GENERAL PURPOSE | INFUSION PUMPS | INFUSION PUMPS, GENERAL PURPOSE | Active | MSH | MSH | MSH | Central Dispatch | MSH-PC Unit | Alaris Medical Systems | 8015 - PCU | 15762688 | 2020-05-11 | 2100 | 2021-05-11
1055128 | INFUSION PUMPS, GENERAL PURPOSE | INFUSION PUMPS | INFUSION PUMPS, GENERAL PURPOSE | Active | MSH | MSH | MSH | Central Dispatch | MSH-PC Unit | Alaris Medical Systems | 8015 - PCU | 15762687 | 2020-05-11 | 2100 | 2021-05-11
1055155 | INFUSION PUMPS, GENERAL PURPOSE | INFUSION PUMPS | INFUSION PUMPS, GENERAL PURPOSE | Active | MSH | MSH | MSH | Central Dispatch | MSH-LVP | Alaris Medical Systems | 8100 - LVP Module | 15826756 | 2020-05-11 | 1200 | 2021-05-11
1055156 | INFUSION PUMPS, GENERAL PURPOSE | INFUSION PUMPS | INFUSION PUMPS, GENERAL PURPOSE | Active | MSH | MSH | MSH | Central Dispatch | MSH-LVP | Alaris Medical Systems | 8100 - LVP Module | 15826882 | 2020-05-11 | 1200 | 2021-05-11
1055157 | INFUSION PUMPS, GENERAL PURPOSE | INFUSION PUMPS | INFUSION PUMPS, GENERAL PURPOSE | Active | MSH | MSH | MSH | Central Dispatch | MSH-LVP | Alaris Medical Systems | 8100 - LVP Module | 15827005 | 2020-05-11 | 1200 | 2021-05-11
1055158 | INFUSION PUMPS, GENERAL PURPOSE | INFUSION PUMPS | INFUSION PUMPS, GENERAL PURPOSE | Active | MSH | MSH | MSH | Central Dispatch | MSH-LVP | Alaris Medical Systems | 8100 - LVP Module | 15828696 | 2020-05-11 | 1200 | 2021-05-11
1055159 | INFUSION PUMPS, GENERAL PURPOSE | INFUSION PUMPS | INFUSION PUMPS, GENERAL PURPOSE | Active | MSH | MSH | MSH | Central Dispatch | MSH-LVP | Alaris Medical Systems | 8100 - LVP Module | 15824002 | 2020-05-11 | 1200 | 2021-05-11
1055160 | INFUSION PUMPS, GENERAL PURPOSE | INFUSION PUMPS | INFUSION PUMPS, GENERAL PURPOSE | Active | MSH | MSH | MSH | Central Dispatch | MSH-LVP | Alaris Medical Systems | 8100 - LVP Module | 15828979 | 2020-05-11 | 1200 | 2021-05-11
1055161 | INFUSION PUMPS, GENERAL PURPOSE | INFUSION PUMPS | INFUSION PUMPS, GENERAL PURPOSE | Active | MSH | MSH | MSH | Central Dispatch | MSH-LVP | Alaris Medical Systems | 8100 - LVP Module | 15828996 | 2020-05-11 | 1200 | 2021-05-11
1055162 | INFUSION PUMPS, GENERAL PURPOSE | INFUSION PUMPS | INFUSION PUMPS, GENERAL PURPOSE | Active | MSH | MSH | MSH | Central Dispatch | MSH-LVP | Alaris Medical Systems | 8100 - LVP Module | 15829125 | 2020-05-11 | 1200 | 2021-05-11
1055163 | INFUSION PUMPS, GENERAL PURPOSE | INFUSION PUMPS | INFUSION PUMPS, GENERAL PURPOSE | Active | MSH | MSH | MSH | Central Dispatch | MSH-LVP | Alaris Medical Systems | 8100 - LVP Module | 15825057 | 2020-05-11 | 1200 | 2021-05-11
1055164 | INFUSION PUMPS, GENERAL PURPOSE | INFUSION PUMPS | INFUSION PUMPS, GENERAL PURPOSE | Active | MSH | MSH | MSH | Central Dispatch | MSH-LVP | Alaris Medical Systems | 8100 - LVP Module | 15823818 | 2020-05-11 | 1200 | 2021-05-11
1055165 | INFUSION PUMPS, GENERAL PURPOSE | INFUSION PUMPS | INFUSION PUMPS, GENERAL PURPOSE | Active | MSH | MSH | MSH | Central Dispatch | MSH-LVP | Alaris Medical Systems | 8100 - LVP Module | 15824343 | 2020-05-11 | 1200 | 2021-05-11
1055166 | INFUSION PUMPS, GENERAL PURPOSE | INFUSION PUMPS | INFUSION PUMPS, GENERAL PURPOSE | Active | MSH | MSH | MSH | Central Dispatch | MSH-LVP | Alaris Medical Systems | 8100 - LVP Module | 15825795 | 2020-05-11 | 1200 | 2021-05-11
1055167 | INFUSION PUMPS, GENERAL PURPOSE | INFUSION PUMPS | INFUSION PUMPS, GENERAL PURPOSE | Active | MSH | MSH | MSH | Central Dispatch | MSH-LVP | Alaris Medical Systems | 8100 - LVP Module | 15826471 | 2020-05-11 | 1200 | 2021-05-11
1055168 | INFUSION PUMPS, GENERAL PURPOSE | INFUSION PUMPS | INFUSION PUMPS, GENERAL PURPOSE | Active | MSH | MSH | MSH | Central Dispatch | MSH-LVP | Alaris Medical Systems | 8100 - LVP Module | 15828513 | 2020-05-11 | 1200 | 2021-05-11
1055169 | INFUSION PUMPS, GENERAL PURPOSE | INFUSION PUMPS | INFUSION PUMPS, GENERAL PURPOSE | Active | MSH | MSH | MSH | Central Dispatch | MSH-LVP | Alaris Medical Systems | 8100 - LVP Module | 15822736 | 2020-05-11 | 1200 | 2021-05-11
1055170 | INFUSION PUMPS, GENERAL PURPOSE | INFUSION PUMPS | INFUSION PUMPS, GENERAL PURPOSE | Active | MSH | MSH | MSH | Central Dispatch | MSH-LVP | Alaris Medical Systems | 8100 - LVP Module | 15824094 | 2020-05-11 | 1200 | 2021-05-11
1055171 | INFUSION PUMPS, GENERAL PURPOSE | INFUSION PUMPS | INFUSION PUMPS, GENERAL PURPOSE | Active | MSH | MSH | MSH | Central Dispatch | MSH-LVP | Alaris Medical Systems | 8100 - LVP Module | 15828328 | 2020-05-11 | 1200 | 2021-05-11
1055172 | INFUSION PUMPS, GENERAL PURPOSE | INFUSION PUMPS | INFUSION PUMPS, GENERAL PURPOSE | Active | MSH | MSH | MSH | Central Dispatch | MSH-LVP | Alaris Medical Systems | 8100 - LVP Module | 15828365 | 2020-05-11 | 1200 | 2021-05-11
1055173 | INFUSION PUMPS, GENERAL PURPOSE | INFUSION PUMPS | INFUSION PUMPS, GENERAL PURPOSE | Active | MSH | MSH | MSH | Central Dispatch | MSH-LVP | Alaris Medical Systems | 8100 - LVP Module | 15828373 | 2020-05-11 | 1200 | 2021-05-11
1055174 | INFUSION PUMPS, GENERAL PURPOSE | INFUSION PUMPS | INFUSION PUMPS, GENERAL PURPOSE | Active | MSH | MSH | MSH | Central Dispatch | MSH-LVP | Alaris Medical Systems | 8100 - LVP Module | 15824388 | 2020-05-11 | 1200 | 2021-05-11
1055175 | INFUSION PUMPS, GENERAL PURPOSE | INFUSION PUMPS | INFUSION PUMPS, GENERAL PURPOSE | Active | MSH | MSH | MSH | Central Dispatch | MSH-LVP | Alaris Medical Systems | 8100 - LVP Module | 15828405 | 2020-05-11 | 1200 | 2021-05-11
1055176 | INFUSION PUMPS, GENERAL PURPOSE | INFUSION PUMPS | INFUSION PUMPS, GENERAL PURPOSE | Active | MSH | MSH | MSH | Central Dispatch | MSH-LVP | Alaris Medical Systems | 8100 - LVP Module | 15828674 | 2020-05-11 | 1200 | 2021-05-11
1055177 | INFUSION PUMPS, GENERAL PURPOSE | INFUSION PUMPS | INFUSION PUMPS, GENERAL PURPOSE | Active | MSH | MSH | MSH | Central Dispatch | MSH-LVP | Alaris Medical Systems | 8100 - LVP Module | 15828860 | 2020-05-11 | 1200 | 2021-05-11
1055178 | INFUSION PUMPS, GENERAL PURPOSE | INFUSION PUMPS | INFUSION PUMPS, GENERAL PURPOSE | Active | MSH | MSH | MSH | Central Dispatch | MSH-LVP | Alaris Medical Systems | 8100 - LVP Module | 15828987 | 2020-05-11 | 1200 | 2021-05-11
1055179 | INFUSION PUMPS, GENERAL PURPOSE | INFUSION PUMPS | INFUSION PUMPS, GENERAL PURPOSE | Active | MSH | MSH | MSH | Central Dispatch | MSH-LVP | Alaris Medical Systems | 8100 - LVP Module | 15756324 | 2020-05-11 | 1200 | 2021-05-11
1055180 | INFUSION PUMPS, GENERAL PURPOSE | INFUSION PUMPS | INFUSION PUMPS, GENERAL PURPOSE | Active | MSH | MSH | MSH | Central Dispatch | MSH-LVP | Alaris Medical Systems | 8100 - LVP Module | 15746800 | 2020-05-11 | 1200 | 2021-05-11
1055181 | INFUSION PUMPS, GENERAL PURPOSE | INFUSION PUMPS | INFUSION PUMPS, GENERAL PURPOSE | Active | MSH | MSH | MSH | Central Dispatch | MSH-LVP | Alaris Medical Systems | 8100 - LVP Module | 15756326 | 2020-05-11 | 1200 | 2021-05-11
1055182 | Monitors, Vital Signs | Monitors, Vital Signs | Monitors, Vital Signs | Active | MSH | MSH | 18 | Heart Function Clinic | Heart Function Clinic | Welch Allyn | 3400 | 100040911420 | 2020-05-13 |  | 2021-05-13 | Model ProBP 3400 Blood pressure Monitor ONLY.
1055183 | Monitors, Vital Signs | Monitors, Vital Signs | Monitors, Vital Signs | Active | MSH | MSH | 18 | Heart Function Clinic | Heart Function Clinic | Welch Allyn | 3400 | 100038991320 | 2020-05-13 |  | 2021-05-13 | Model ProBP 3400 Blood pressure Monitor ONLY.
1055184 | Monitors, Vital Signs | Monitors, Vital Signs | Monitors, Vital Signs | Active | MSH | MSH | 18 | Heart Function Clinic | Heart Function Clinic | Welch Allyn | 3400 | 100040821420 | 2020-05-13 |  | 2021-05-13 | Model ProBP 3400 Blood pressure Monitor ONLY.
1055185 | Monitors, Vital Signs | Monitors, Vital Signs | Monitors, Vital Signs | Active | MSH | MSH | 18 | Heart Function Clinic | Heart Function Clinic | Welch Allyn | 3400 | 100040541420 | 2020-05-13 |  | 2021-05-13 | Model ProBP 3400 Blood pressure Monitor ONLY.
1055186 | Scales, Patient, Floor | Scales | Scales, Patient, Floor | Active | MSH | MSH | 18 | Heart Function Clinic | Heart Function Clinic | HEALTH O METER INC | 2500KL | 2500E182000331 | 2020-05-13 | 5001 | 2022-05-13
1055194 | Thermometers, Electronic, Thermistor/Thermocouple, Patient | Thermometers | Thermometers, Electronic, Thermistor/Thermocouple, Patient | Active | MSH | MSH | 17U | NICU | 17 - University | Cardinal Health Canada Inc | Filac 3000 AD | A1959520X | 2020-05-13 | 297.05 | 2023-05-13 | Man. Date:01/2011
1055196 | Thermometers, Electronic, Thermistor/Thermocouple, Patient | Thermometers | Thermometers, Electronic, Thermistor/Thermocouple, Patient | Active | MSH | MSH | 17U | NICU | 17 - University | Cardinal Health Canada Inc | Filac 3000 AD | A1959528X | 2020-05-13 | 297.05 | 2023-05-13
1055197 | Thermometers, Electronic, Thermistor/Thermocouple, Patient | Thermometers | Thermometers, Electronic, Thermistor/Thermocouple, Patient | Active | MSH | MSH | 17U | NICU | 17 - University | Cardinal Health Canada Inc | Filac 3000 AD | A1956571X | 2020-05-13 | 297.05 | 2023-05-13 | Man. Date:01/2011
1055199 | Thermometers, Electronic, Thermistor/Thermocouple, Patient | Thermometers | Thermometers, Electronic, Thermistor/Thermocouple, Patient | Active | MSH | MSH | 17U | NICU | 17 - University | Cardinal Health Canada Inc | Filac 3000 AD | A1957553X | 2020-05-13 | 297.05 | 2023-05-13 | Man. Date:01/2011
1055200 | Thermometers, Electronic, Thermistor/Thermocouple, Patient | Thermometers | Thermometers, Electronic, Thermistor/Thermocouple, Patient | Active | MSH | MSH | 17U | NICU | 17 - University | Cardinal Health Canada Inc | Filac 3000 AD | A1956573X | 2020-05-13 | 297.05 | 2023-05-13 | Man. Date:01/2011
1055201 | Thermometers, Electronic, Thermistor/Thermocouple, Patient | Thermometers | Thermometers, Electronic, Thermistor/Thermocouple, Patient | Active | MSH | MSH | 17U | NICU | 17 - University | Cardinal Health Canada Inc | Filac 3000 AD | A1957339X | 2020-05-13 | 297.05 | 2023-05-13 | Man. Date:01/2011
1055202 | Thermometers, Electronic, Thermistor/Thermocouple, Patient | Thermometers | Thermometers, Electronic, Thermistor/Thermocouple, Patient | Active | MSH | MSH | 17U | NICU | 17 - University | Cardinal Health Canada Inc | Filac 3000 AD | A1956698X | 2020-05-13 | 297.05 | 2023-05-13 | Man. Date:01/2011
1055203 | Thermometers, Electronic, Thermistor/Thermocouple, Patient | Thermometers | Thermometers, Electronic, Thermistor/Thermocouple, Patient | Active | MSH | MSH | 17U | NICU | 17 - University | Cardinal Health Canada Inc | Filac 3000 AD | A1956538X | 2020-05-13 | 297.05 | 2023-05-13 | Man. Date:01/2011
1055204 | Thermometers, Electronic, Thermistor/Thermocouple, Patient | Thermometers | Thermometers, Electronic, Thermistor/Thermocouple, Patient | Active | MSH | MSH | 17U | NICU | 17 - University | Cardinal Health Canada Inc | Filac 3000 AD | A1956658X | 2020-05-13 | 297.05 | 2023-05-13 | Man. Date:01/2011
1055510 | Ultrasound - POCUS | Scanning Systems | Scanning Systems, Ultrasonic | Active | MSH | MSH | 3 | Emergency | MSH ER 3rd (Main) Floor | SonoSite (FujiFilm) | P20680-14 - Edge II | Q59RY3 | 2020-06-03 |  | 2025-05-27 | ALL REQUIRE EDITING ON ACCEPTANCE mOHM uA PASS BY CERTIFICATION LAN MAC WIRELESS NA SONOSITE EDGE II SN# Q59RY3 REF# P20680-18 MFG MAY 22 2020
1055511 | Thermometers, Electronic, Thermistor/Thermocouple, Patient | Thermometers | Thermometers, Electronic, Thermistor/Thermocouple, Patient | Active | MSH | MSH | 17U | NICU | 17 - University | Cardinal Health Canada Inc | Filac 3000 AD | A1956511X | 2020-05-13 | 297.05 | 2023-05-13 | Man. Date:01/2011
1055512 | Thermometers, Electronic, Thermistor/Thermocouple, Patient | Thermometers | Thermometers, Electronic, Thermistor/Thermocouple, Patient | Active | MSH | MSH | 17U | NICU | 17 - University | Cardinal Health Canada Inc | Filac 3000 AD | A195655OX | 2020-05-13 | 297.05 | 2023-05-13 | Man. Date:01/2011
1055513 | Thermometers, Electronic, Thermistor/Thermocouple, Patient | Thermometers | Thermometers, Electronic, Thermistor/Thermocouple, Patient | Active | MSH | MSH | 17U | NICU | 17 - University | Cardinal Health Canada Inc | Filac 3000 AD | A1956583X | 2020-05-13 | 297.05 | 2023-05-13 | Man. Date:01/2011
1055514 | Thermometers, Electronic, Thermistor/Thermocouple, Patient | Thermometers | Thermometers, Electronic, Thermistor/Thermocouple, Patient | Active | MSH | MSH | 17U | NICU | 17 - University | Cardinal Health Canada Inc | Filac 3000 AD | A1956634X | 2020-05-13 | 297.05 | 2023-05-13 | Man. Date:01/2011
1055515 | Thermometers, Electronic, Thermistor/Thermocouple, Patient | Thermometers | Thermometers, Electronic, Thermistor/Thermocouple, Patient | Active | MSH | MSH | 17U | NICU | 17 - University | Cardinal Health Canada Inc | Filac 3000 AD | A1957378X | 2020-05-13 | 297.05 | 2023-05-13 | Man. Date:01/2011
1055516 | Thermometers, Electronic, Thermistor/Thermocouple, Patient | Thermometers | Thermometers, Electronic, Thermistor/Thermocouple, Patient | Active | MSH | MSH | 17U | NICU | 17 - University | Cardinal Health Canada Inc | Filac 3000 AD | A1957408X | 2020-05-13 | 297.05 | 2023-05-13 | Man. Date:01/2011
1055517 | Thermometers, Electronic, Thermistor/Thermocouple, Patient | Thermometers | Thermometers, Electronic, Thermistor/Thermocouple, Patient | Active | MSH | MSH | 17U | NICU | 17 - University | Cardinal Health Canada Inc | Filac 3000 AD | A1959509X | 2020-05-13 | 297.05 | 2023-05-13 | Man. Date:01/2011
1055518 | Thermometers, Electronic, Thermistor/Thermocouple, Patient | Thermometers | Thermometers, Electronic, Thermistor/Thermocouple, Patient | Active | MSH | MSH | 17U | NICU | 17 - University | Cardinal Health Canada Inc | Filac 3000 AD | A1959513X | 2020-05-13 | 297.05 | 2023-05-13 | Man. Date:01/2011
1055519 | Thermometers, Electronic, Thermistor/Thermocouple, Patient | Thermometers | Thermometers, Electronic, Thermistor/Thermocouple, Patient | Active | MSH | MSH | 17U | NICU | 17 - University | Cardinal Health Canada Inc | Filac 3000 AD | A1957264X | 2020-05-13 | 297.05 | 2023-05-13 | Man. Date:01/2011
1055521 | Thermometers, Electronic, Thermistor/Thermocouple, Patient | Thermometers | Thermometers, Electronic, Thermistor/Thermocouple, Patient | Active | MSH | MSH | 17U | NICU | 17 - University | Cardinal Health Canada Inc | Filac 3000 AD | A1959525X | 2020-05-13 | 297.05 | 2023-05-13 | Man. Date:01/2011
1055523 | Thermometers, Electronic, Thermistor/Thermocouple, Patient | Thermometers | Thermometers, Electronic, Thermistor/Thermocouple, Patient | Active | MSH | MSH | 17U | NICU | 17 - University | Cardinal Health Canada Inc | Filac 3000 AD | A1956555X | 2020-05-13 | 297.05 | 2023-05-13 | Man. Date:01/2011
1055524 | Thermometers, Electronic, Thermistor/Thermocouple, Patient | Thermometers | Thermometers, Electronic, Thermistor/Thermocouple, Patient | Active | MSH | MSH | 17U | NICU | 17 - University | Cardinal Health Canada Inc | Filac 3000 AD | A1957379X | 2020-05-13 | 297.05 | 2023-05-13 | Man. Date:01/2011
1055525 | Thermometers, Electronic, Thermistor/Thermocouple, Patient | Thermometers | Thermometers, Electronic, Thermistor/Thermocouple, Patient | Active | MSH | MSH | 17U | NICU | 17 - University | Cardinal Health Canada Inc | Filac 3000 AD | A1959551X | 2020-05-13 | 297.05 | 2023-05-13 | Man. Date:01/2011
1055526 | Thermometers, Electronic, Thermistor/Thermocouple, Patient | Thermometers | Thermometers, Electronic, Thermistor/Thermocouple, Patient | Active | MSH | MSH | 17U | NICU | 17 - University | Cardinal Health Canada Inc | Filac 3000 AD | A1957298X | 2020-05-13 | 297.05 | 2023-05-13 | Man. Date:01/2011
1055527 | Thermometers, Electronic, Thermistor/Thermocouple, Patient | Thermometers | Thermometers, Electronic, Thermistor/Thermocouple, Patient | Active | MSH | MSH | 17U | NICU | 17 - University | Cardinal Health Canada Inc | Filac 3000 AD | A1957338X | 2020-05-13 | 297.05 | 2023-05-13 | Man. Date:01/2011
1055528 | Thermometers, Electronic, Thermistor/Thermocouple, Patient | Thermometers | Thermometers, Electronic, Thermistor/Thermocouple, Patient | Active | MSH | MSH | 17U | NICU | 17 - University | Cardinal Health Canada Inc | Filac 3000 AD | A1957355X | 2020-05-13 | 297.05 | 2023-05-13 | Man. Date:01/2011
1055529 | Thermometers, Electronic, Thermistor/Thermocouple, Patient | Thermometers | Thermometers, Electronic, Thermistor/Thermocouple, Patient | Active | MSH | MSH | 17U | NICU | NICU | Cardinal Health Canada Inc | Filac 3000 AD | A1957345X | 2020-05-13 | 297.05 | 2023-05-13 | Man. Date:01/2011 Repurposed to use for 17 med surge unit
1055530 | Thermometers, Electronic, Thermistor/Thermocouple, Patient | Thermometers | Thermometers, Electronic, Thermistor/Thermocouple, Patient | Active | MSH | MSH | 17U | NICU | 17 - University | Cardinal Health Canada Inc | Filac 3000 AD | A1957352X | 2020-05-13 | 297.05 | 2023-05-13 | Man. Date:01/2011
1055532 | Laryngoscopes, Video | Laryngoscopes | Laryngoscopes, Video | Active | MSH | MSH | 1 | Respiratory Therapy | RT | Verathon Medical | 0570-0376-GlideScope-Core 10" | CM200542 | 2020-05-20 |  | 2022-05-19
1055539 | Transducer, Fetal Monitoring | Transducer | Transducer, Fetal Monitoring | Active | MSH | MSH | 15U | Obstetrical Suite (L&D) | 15th Floor - University Side | Philips Healthcare | M2736A | DE43389085 | 2017-08-11
1055544 | Monitors, Vital Signs | Monitors, Vital Signs | Monitors, Vital Signs | Active | MSH | MSH | 9 | Nursing 9S Psychiatry | 9th Floor | MASIMO | Root | 2000060424 | 2020-04-29 |  | 2021-04-20 | Leakage current: 15102uA Resistance: 55 mOhm 9S - 5
1055545 | Pulse CO-Oximeter | Pulse CO-Oximeter | Pulse CO-Oximeter | Active | MSH | MSH | 9 | Nursing 9S Psychiatry | 9th Floor | MASIMO | Radical-7 | 1000176580 | 2020-04-29 | 2774 | 2021-04-30 | Free item included with Root purchase
1055546 | Pulse CO-Oximeter | Pulse CO-Oximeter | Pulse CO-Oximeter | Active | MSH | MSH | 9 | Nursing 9S Psychiatry | 9th Floor | MASIMO | Radical-7 | 1000169464 | 2020-04-29 | 2774 | 2021-04-30 | Free item included with Root purchase
1055547 | Sphygmomanometers, Aneroid | Sphygmomanometers | Sphygmomanometers, Aneroid | Active | MSH | MSH | 5 | ICU | ICU | Welch Allyn | CE0297 | 200226100035 | 2020-04-22 | 380.2
1055553 | Humidifiers | Humidifiers | Humidifiers | Active | MSH | MSH | 18 | Respiratory Therapy | 18th Floor | FISHER PAYKEL | PT101US | 200416123287 | 2020-05-26 |  | 2021-05-26 | Vendor: FISHER & PAYKEL HEALTHCARE 2045 BOUL DAGENAIS O SUITE 180 LAVAL, QC USA Phone:9494534000 Fax:9494534001
1055554 | Humidifiers | Humidifiers | Humidifiers | Active | MSH | MSH | 18 | Respiratory Therapy | 18th Floor | FISHER PAYKEL | PT101US | 200416123159 | 2020-05-26 |  | 2021-05-26 | Vendor: FISHER & PAYKEL HEALTHCARE 2045 BOUL DAGENAIS O SUITE 180 LAVAL, QC USA Phone:9494534000 Fax:9494534001
1055561 | Transducer, TOCO | Transducer | Transducer, Fetal Monitoring | Active | MSH | MSH | 15U | Obstetrical Suite (L&D) | 15th Floor - University Side | Philips Healthcare | M2734B | DE52406583 | 2015-09-15
1055562 | Ventilators, Intensive Care, Adult | Ventilators | Ventilators, Intensive Care, Adult | Active | MSH | MSH | 5 | Respiratory Therapy | ICU | MAQUET CRITICAL CARE | Servo-U 6694800 | 31498 | 2020-02-05 |  | 2022-02-05 | Updated to Rev 4.4
1055563 | Transducer, Fetal Monitoring | Transducer | Transducer, Fetal Monitoring | Active | MSH | MSH | 15U | Obstetrical Suite (L&D) | 15th Floor - University Side | Philips Healthcare | M2736A | DE43389275 | 2020-05-27
1055573 | Monitors, Vital Signs | Monitors, Vital Signs | Monitors, Vital Signs | Active | MSH | MSH | 14S | Nursing 14S Medicine | 14 South | MASIMO | Root | 2000185496 | 2020-04-29 |  | 2021-04-29 | Electrical Safety - G: 53 mOhm, L: 82.3 uA 14S - 10
1055574 | Monitors, Vital Signs | Monitors, Vital Signs | Monitors, Vital Signs | Active | MSH | MSH | 5 | ICU | ICU | MASIMO | Root | 2000060536 | 2020-04-29 |  | 2021-04-29 | Electrical Safety - G: 57 mOhm, L: 82.5 uA 14S - 7 5/2/23 - Repurposed to ICU
1055575 | Monitors, Vital Signs | Monitors, Vital Signs | Monitors, Vital Signs | Active | MSH | MSH | 14S | Nursing 14S Medicine | 14 South | MASIMO | Root | 2000165454 | 2020-04-29 |  | 2021-04-29 | Electrical Safety - G: 53 mOhm, L: 83.8 uA 14S - 5
1055576 | Monitors, Vital Signs | Monitors, Vital Signs | Monitors, Vital Signs | Active | MSH | MSH | 14S | Nursing 14S Medicine | 14 South | MASIMO | Root | 2000174058 | 2020-04-29 |  | 2021-04-29 | Electrical Safety - G: 50 mOhm, L: 81.9 uA 14S - 6
1055577 | Monitors, Vital Signs | Monitors, Vital Signs | Monitors, Vital Signs | Active | MSH | MSH | 16M | Mother & Baby | 16th Floor - Murray Side | MASIMO | Root | 2000060426 | 2020-04-29 |  | 2021-04-29 | Electrical Safety - G: 67 mOhm, L: 82.3 uA 14S - 8
1055578 | Monitors, Vital Signs | Monitors, Vital Signs | Monitors, Vital Signs | Active | MSH | MSH | 14S | Nursing 14S Medicine | 14 South | MASIMO | Root | 2000186663 | 2020-04-29 |  | 2021-04-29 | Electrical Safety - G: 62 mOhm, L: 81.7 uA 14S - 4
1055579 | Monitors, Vital Signs | Monitors, Vital Signs | Monitors, Vital Signs | Active | MSH | MSH | 14S | Nursing 14S Medicine | 14 South | MASIMO | Root | 2000185649 | 2020-04-29 |  | 2021-04-29 | Electrical Safety - G: 72 mOhm, L: 84.7 uA 14S - 9
1055580 | Monitors, Vital Signs | Monitors, Vital Signs | Monitors, Vital Signs | Active | MSH | MSH | 14S | Nursing 14S Medicine | 14 South | MASIMO | Root | 2000185510 | 2020-04-29 |  | 2021-04-29 | Electrical Safety - G: 60 mOhm, L: 82.5 uA 14S - 2
1055581 | Monitors, Vital Signs | Monitors, Vital Signs | Monitors, Vital Signs | Active | MSH | MSH | 14S | Nursing 14S Medicine | 14 South | MASIMO | Root | 2000186850 | 2020-04-29 |  | 2021-04-29 | Electrical Safety - G: 55 mOhm, L: 82.3 uA 14S - 3
1055583 | Monitors, Vital Signs | Monitors, Vital Signs | Monitors, Vital Signs | Active | MSH | MSH | 12S | Nursing 12S Medicine | 12 South | MASIMO | Root | 2000060493 | 2020-04-29 |  | 2021-04-29 | Electrical Safety - G: 71 mOhm, L: 82.1 uA 12S - 13
1055584 | Monitors, Vital Signs | Monitors, Vital Signs | Monitors, Vital Signs | Active | MSH | MSH | 12S | Nursing 12S Medicine | 12 South | MASIMO | Root | 2000060402 | 2020-04-29 |  | 2021-04-29 | Electrical Safety - G: 58 mOhm, L: 83.0 uA 12S - 12
1055585 | Monitors, Vital Signs | Monitors, Vital Signs | Monitors, Vital Signs | Active | MSH | MSH | 12N | Nursing 12N Medicine | 12th Floor - North Side | MASIMO | Root | 2000060515 | 2020-04-29 |  | 2021-04-29 | Electrical Safety - G: 54 mOhm, L: 82.3 uA 12S - 15
1055587 | Monitors, Vital Signs | Monitors, Vital Signs | Monitors, Vital Signs | Active | MSH | MSH | 12S | Nursing 12S Medicine | 12 South | MASIMO | Root | 2000060401 | 2020-04-29 |  | 2021-04-29 | Electrical Safety - G: 59 mOhm, L: 83.7 uA 12S - 14
1055588 | Monitors, Vital Signs | Monitors, Vital Signs | Monitors, Vital Signs | Active | MSH | MSH | 20M | Pain Mgt Centre - Wasser | Wasser Pain Clinic | MASIMO | Root | 2000062474 | 2020-04-29 |  | 2021-04-29 | Electrical Safety - G: 56 mOhm, L: 83.6 uA WASSER - 1
1055589 | Monitors, Vital Signs | Monitors, Vital Signs | Monitors, Vital Signs | Active | MSH | MSH | 9 | Nursing 9S Psychiatry | 9th Floor | MASIMO | Root | 2000060407 | 2020-04-29 |  | 2021-04-29 | Electrical Safety - G: 53 mOhm, L: 80.7 uA 9S - 1
1055590 | Monitors, Vital Signs | Monitors, Vital Signs | Monitors, Vital Signs | Active | MSH | MSH | 16U | Echocardiography | ECHO | MASIMO | Root | 2000093657 | 2020-04-29 |  | 2021-04-29 | Electrical Safety - G: 54 mOhm, L: 8 16U - 1 Unit returned for warranty Dec 9 2020 PO 7201700469 SN 2000060405 MAC E0C2B701DE0D IP 172.18.227.45
1055591 | Monitors, Vital Signs | Monitors, Vital Signs | Monitors, Vital Signs | Active | MSH | MSH | 11S | Nursing 11S Medicine | 11 South | MASIMO | Root | 2000028562 | 2020-04-29 |  | 2021-04-29 | Configured to use with Masimo Patient SafetyNet (11-4) Electrical Safety - G: 54 mOhm, L: 84.3 uA 11S - 4 Replaced: Old SN 2000060404, New SN 2000028562 Mar 16, 2021.
1055593 | Monitors, Vital Signs | Monitors, Vital Signs | Monitors, Vital Signs | Active | MSH | MSH | 9 | Nursing 9S Psychiatry | 9S Psychiatry | MASIMO | Root | 2000060491 | 2020-04-29 |  | 2021-04-29 | Electrical Safety - G: 52 mOhm, L: 82.6 uA 11S - 2
1055594 | Monitors, Vital Signs | Monitors, Vital Signs | Monitors, Vital Signs | Active | MSH | MSH | 9 | Nursing 9S Psychiatry | 9S Psychiatry | MASIMO | Root | 2000060489 | 2020-04-29 |  | 2021-04-29 | Electrical Safety - G: 52 mOhm, L: 80.0 uA 11S - 1
1055595 | Monitors, Vital Signs | Monitors, Vital Signs | Monitors, Vital Signs | Active | MSH | MSH | 11S | Nursing 11S Medicine | 11 South | MASIMO | Root | 2000115468 | 2020-04-29 |  | 2021-04-29 | Electrical Safety - G: 56 mOhm, L: 79.9 uA 11S - 3 Replaced, Old SN 2000060566, New SN 2000115468
1055596 | Monitors, Vital Signs | Monitors, Vital Signs | Monitors, Vital Signs | Active | MSH | MSH | MSH | Physiotherapy | Rehab | MASIMO | Root | 2000060403 | 2020-04-29 |  | 2021-04-29 | Electrical Safety - G: 54 mOhm, L: 81.9 uA REHAB - 1
1055597 | Monitors, Vital Signs | Monitors, Vital Signs | Monitors, Vital Signs | Active | MSH | MSH | 16N | 16N Med/Surg Temp Surge | Surge | MASIMO | Root | 2000060537 | 2020-04-29 |  | 2021-04-29 | Electrical Safety - G: 58 mOhm, L: 81.9 uA REHAB - 2 Nov 12/24 - moved to 16N Surge
1055598 | Pulse CO-Oximeter | Pulse CO-Oximeter | Pulse CO-Oximeter | Active | MSH | MSH | 14S | Nursing 14S Medicine | 14 South | MASIMO | Radical-7 | 1000332255 | 2020-04-29 | 2774 | 2021-04-29 | Free item included with Root purchase
1055599 | Pulse CO-Oximeter | Pulse CO-Oximeter | Pulse CO-Oximeter | Active | MSH | MSH | 5 | ICU | ICU | MASIMO | Radical-7 | 1000157096 | 2020-04-29 | 2774 | 2021-04-29 | Free item included with Root purchase
1055600 | Pulse CO-Oximeter | Pulse CO-Oximeter | Pulse CO-Oximeter | Active | MSH | MSH | 14S | Nursing 10N Geriatrics | 14 South | MASIMO | Radical-7 | 1000176140 | 2020-04-29 | 2774 | 2021-04-29 | Free item included with Root purchase
1055601 | Pulse CO-Oximeter | Pulse CO-Oximeter | Pulse CO-Oximeter | Active | MSH | MSH | 14S | Nursing 10N Geriatrics | 14 South | MASIMO | Radical-7 | 1000168845 | 2020-04-29 | 2774 | 2021-04-29 | Can interface with RAM Dual Cable (for use with acoustic respiration sensors and SPO2 LNCS sensors) Free item included with Root purchase
1055602 | Pulse CO-Oximeter | Pulse CO-Oximeter | Pulse CO-Oximeter | Active | MSH | MSH | 16M | Mother & Baby | 16th Floor - Murray Side | MASIMO | Radical-7 | 1000175908 | 2020-04-29 | 2774 | 2021-04-29 | Free item included with Root purchase
1055603 | Pulse CO-Oximeter | Pulse CO-Oximeter | Pulse CO-Oximeter | Active | MSH | MSH | 14S | Nursing 10N Geriatrics | 14 South | MASIMO | Radical-7 | 1000175948 | 2020-04-29 | 2774 | 2021-04-29 | Free item included with Root purchase
1055604 | Pulse CO-Oximeter | Pulse CO-Oximeter | Pulse CO-Oximeter | Active | MSH | MSH | 14S | Nursing 10N Geriatrics | 14 South | MASIMO | Radical-7 | 1000172742 | 2020-04-29 | 2774 | 2021-04-29 | Free item included with Root purchase
1055605 | Pulse CO-Oximeter | Pulse CO-Oximeter | Pulse CO-Oximeter | Active | MSH | MSH | 14S | Nursing 10S Geriatrics | 14 South | MASIMO | Radical-7 | 1000172853 | 2020-04-29 | 2774 | 2021-04-29 | Free item included with Root purchase
1055606 | Pulse CO-Oximeter | Pulse CO-Oximeter | Pulse CO-Oximeter | Active | MSH | MSH | 14S | Nursing 10S Geriatrics | 14 South | MASIMO | Radical-7 | 1000169444 | 2020-04-29 | 2774 | 2021-04-29 | Free item included with Root purchase
1055607 | Pulse CO-Oximeter | Pulse CO-Oximeter | Pulse CO-Oximeter | Active | MSH | MSH | 12S | Nursing 12S Medicine | 12th Floor - South Side | MASIMO | Radical-7 | 1000170556 | 2020-04-29 | 2774 | 2021-04-29 | Free item included with Root purchase
1055608 | Pulse CO-Oximeter | Pulse CO-Oximeter | Pulse CO-Oximeter | Active | MSH | MSH | 12S | Nursing 12S Medicine | 12 South | MASIMO | Radical-7 | 1000175875 | 2020-04-29 | 2774 | 2021-04-29 | Free item included with Root purchase
1055609 | Pulse CO-Oximeter | Pulse CO-Oximeter | Pulse CO-Oximeter | Active | MSH | MSH | 12N | Nursing 12N Medicine | 12th Floor - North Side | MASIMO | Radical-7 | 1000169462 | 2020-04-29 | 2774 | 2021-04-29 | Free item included with Root purchase
1055610 | Pulse CO-Oximeter | Pulse CO-Oximeter | Pulse CO-Oximeter | Active | MSH | MSH | 12N | Nursing 12N Medicine | 12th Floor - North Side | MASIMO | Radical-7 | 1000169547 | 2020-04-29 | 2774 | 2021-04-29 | Free item included with Root purchase
1055611 | Pulse CO-Oximeter | Pulse CO-Oximeter | Pulse CO-Oximeter | Active | MSH | MSH | 12S | Nursing 12S Medicine | 12 South | MASIMO | Radical-7 | 1000169557 | 2020-04-29 | 2774 | 2021-04-29 | Free item included with Root purchase
1055612 | Pulse CO-Oximeter | Pulse CO-Oximeter | Pulse CO-Oximeter | Active | MSH | MSH | 12S | Nursing 12S Medicine | 12 South | MASIMO | Radical-7 | 1000169483 | 2020-04-29 | 2774 | 2021-04-29 | Free item included with Root purchase
1055613 | Pulse CO-Oximeter | Pulse CO-Oximeter | Pulse CO-Oximeter | Active | MSH | MSH | 20M | Pain Mgt Centre - Wasser | Wasser Pain Clinic | MASIMO | Radical-7 | 1000170489 | 2020-04-29 | 2774 | 2021-04-29 | Free item included with Root purchase
1055614 | Pulse CO-Oximeter | Pulse CO-Oximeter | Pulse CO-Oximeter | Active | MSH | MSH | 9 | Nursing 9S Psychiatry | 9th Floor | MASIMO | Radical-7 | 1000157363 | 2020-04-29 | 2774 | 2021-04-29 | Free item included with Root purchase
1055615 | Pulse CO-Oximeter | Pulse CO-Oximeter | Pulse CO-Oximeter | Active | MSH | MSH | 16U | Echocardiography | ECHO | MASIMO | Radical-7 | 1000176213 | 2020-04-29 | 2774 | 2021-04-29 | Free item included with Root purchase
1055616 | Pulse CO-Oximeter | Pulse CO-Oximeter | Pulse CO-Oximeter | Active | MSH | MSH | 11S | Nursing 11S Medicine | 11 South | MASIMO | Radical-7 | 1000169785 | 2020-04-29 | 2774 | 2021-04-29 | Free item included with Root purchase
1055617 | Pulse CO-Oximeter | Pulse CO-Oximeter | Pulse CO-Oximeter | Active | MSH | MSH | 11S | Nursing 11S Medicine | 11th Floor - South Side | MASIMO | Radical-7 | 1000170507 | 2020-04-29 | 2774 | 2021-04-29 | Free item included with Root purchase
1055618 | Pulse CO-Oximeter | Pulse CO-Oximeter | Pulse CO-Oximeter | Active | MSH | MSH | 11S | Nursing 11S Medicine | 11 South | MASIMO | Radical-7 | 1000169481 | 2020-04-29 | 2774 | 2021-04-29 | Free item included with Root purchase
1055619 | Pulse CO-Oximeter | Pulse CO-Oximeter | Pulse CO-Oximeter | Active | MSH | MSH | 9 | Nursing 9S Psychiatry | 9S Psychiatry | MASIMO | Radical-7 | 1000168666 | 2020-04-29 | 2774 | 2021-04-29 | Free item included with Root purchase
1055620 | Pulse CO-Oximeter | Pulse CO-Oximeter | Pulse CO-Oximeter | Active | MSH | MSH | 11S | Nursing 11S Medicine | 11 South | MASIMO | Radical-7 | 1000170478 | 2020-04-29 | 2774 | 2021-04-29 | Free item included with Root purchase
1055621 | Pulse CO-Oximeter | Pulse CO-Oximeter | Pulse CO-Oximeter | Active | MSH | MSH | MSH | Physiotherapy | Rehab | MASIMO | Radical-7 | 1000176527 | 2020-04-29 | 2774 | 2021-04-29 | Free item included with Root purchase
1055622 | Pulse CO-Oximeter | Pulse CO-Oximeter | Pulse CO-Oximeter | Active | MSH | MSH | MSH | Physiotherapy | Rehab | MASIMO | Radical-7 | 1000169478 | 2020-04-29 | 2774 | 2021-04-29 | Free item included with Root purchase
1055633 | Humidifiers | Humidifiers | Humidifiers | Active | MSH | MSH | 18 | Respiratory Therapy | 18th Floor | FISHER PAYKEL | PT101US | 200508128766 | 2020-06-02 |  | 2021-06-02 | Vendor: FISHER & PAYKEL HEALTHCARE 2045 BOUL DAGENAIS O SUITE 180 LAVAL, QC USA Phone:9494534000 Fax:9494534001
1055642 | Beds, Electric | Beds | Beds, Electric | Active | MSH | MSH | 5 | ICU | ICU | HILL-ROM CO INC | P7500A | V154AW0655 | 2020-06-04 | 35000 | 2021-06-04 | Donated by Health Ontario, no charge, no PO HILL-ROM BED SYSTEM, Please contact Vendor for repair Contact Hill-Rom Tech Vince Trifonov for repair ( 416-454-8876 ) Ventsislav Trifonov Field Service Technician +1 905-206-1355 ventsislav.trifonov@hill-rom.com --- 2020/06/11 - PO number added by mass edit - Simeon - See attached Bill of Lading
1055643 | Beds, Electric | Beds | Beds, Electric | Active | MSH | MSH | 5 | ICU | ICU | HILL-ROM CO INC | P7500A | V154AW0663 | 2020-06-04 | 35000 | 2021-06-04 | Donated beds, No PO --- 2020/06/11 - PO number added by mass edit - Simeon - See attached Bill of Lading
1055644 | Beds, Electric | Beds | Beds, Electric | Active | MSH | MSH | 5 | ICU | ICU | HILL-ROM CO INC | P7500A | V154AW0667 | 2020-06-04 | 35000 | 2021-06-04 | Donated beds, No PO --- 2020/06/11 - PO number added by mass edit - Simeon - See attached Bill of Lading
1055645 | Beds, Electric | Beds | Beds, Electric | Active | MSH | MSH | 5 | ICU | ICU | HILL-ROM CO INC | P7500A | V154AW0668 | 2020-06-04 | 35000 | 2021-06-04 | Donated beds, No PO --- 2020/06/11 - PO number added by mass edit - Simeon - See attached Bill of Lading
1055646 | Beds, Electric | Beds | Beds, Electric | Active | MSH | MSH | 5 | ICU | ICU | HILL-ROM CO INC | P7500A | V154AW0671 | 2020-06-04 | 35000 | 2021-06-04 | Donated beds, No PO --- 2020/06/11 - PO number added by mass edit - Simeon - See attached Bill of Lading
1055647 | Beds, Electric | Beds | Beds, Electric | Active | MSH | MSH | 5 | ICU | ICU | HILL-ROM CO INC | P7500A | V154AW0672 | 2020-06-04 | 35000 | 2021-06-04 | Donated beds, No PO --- 2020/06/11 - PO number added by mass edit - Simeon - See attached Bill of Lading
1055655 | Monitors, Bedside, Fetal | Monitors | Monitors, Bedside, Fetal | Active | MSH | MSH | 15U | Obstetrical Suite (L&D) | L&D | Philips Healthcare | M2705A - FM50 | DE46110913 | 2014-08-11 | 17998.8008 | 2015-08-11 | Triplet Monitoring ,CTS found not working S.W: G.02.21
1055656 | Transducer, TOCO | Transducer | Transducer, Fetal Monitoring | Active | MSH | MSH | 15U | Obstetrical Suite (L&D) | 15th Floor - University Side | Philips Healthcare | M2734B | DE43181129 | 2020-05-25 |  | 2021-06-04
1055657 | Transducer, TOCO | Transducer | Transducer, Fetal Monitoring | Active | MSH | MSH | 15U | Obstetrical Suite (L&D) | 15th Floor - University Side | Philips Healthcare | M2734B | DE43181186 | 2020-05-25 |  | 2021-06-04
1055658 | Transducer, TOCO | Transducer | Transducer, Fetal Monitoring | Active | MSH | MSH | 15U | Obstetrical Suite (L&D) | 15th Floor - University Side | Philips Healthcare | M2734B | DE43181194 | 2020-05-25 |  | 2021-06-04
1055659 | Transducer, TOCO | Transducer | Transducer, Fetal Monitoring | Active | MSH | MSH | 15U | Obstetrical Suite (L&D) | 15th Floor - University Side | Philips Healthcare | M2734B | DE43181198 | 2020-05-25 |  | 2021-06-04
1055660 | Transducer, TOCO | Transducer | Transducer, Fetal Monitoring | Active | MSH | MSH | 15U | Obstetrical Suite (L&D) | 15th Floor - University Side | Philips Healthcare | M2734B | DE43181201 | 2020-05-25 |  | 2021-06-04
1055668 | Transducer, Fetal Monitoring | Transducer | Transducer, Fetal Monitoring | Active | MSH | MSH | 15U | Obstetrical Suite (L&D) | 15th Floor - University Side | Philips Healthcare | M2736A | DE433G1494 | 2020-06-05 |  | 2021-06-04
1055669 | Transducer, Fetal Monitoring | Transducer | Transducer, Fetal Monitoring | Active | MSH | MSH | 15U | Obstetrical Suite (L&D) | 15th Floor - University Side | Philips Healthcare | M2736A | DE433G1369 | 2020-06-05 |  | 2021-06-04
1055670 | Laryngoscopes, Video | Laryngoscopes | Laryngoscopes, Video | Active | MSH | MSH | 1 | Respiratory Therapy | RT | Verathon Medical | 0570-0376-GlideScope-Core 10" | CM201364 | 2020-06-08 |  | 2022-06-09
1055671 | Laryngoscopes, Video | Laryngoscopes | Laryngoscopes, Video | Active | MSH | MSH | 1 | Respiratory Therapy | RT | Verathon Medical | 0570-0376-GlideScope-Core 10" | CM201306 | 2020-06-08 |  | 2022-06-09
1055672 | Laryngoscopes, Video | Laryngoscopes | Laryngoscopes, Video | Active | MSH | MSH | 1 | Respiratory Therapy | RT | Verathon Medical | 0570-0376-GlideScope-Core 10" | CM201107 | 2020-06-08 |  | 2022-06-09
1055691 | Warming Units, Patient, Forced-Air | Warming Units | Warming Units, Patient, Forced-Air | Active | MSH | MSH | 7 | SURGICAL SUITE (COMBINED WITH CYSTO) | O.R | STRYKER CORP | MA1100-PM | 180862569 | 2020-06-11
1055703 | USB RECORDER | USB RECORDER | USB RECORDER | Active | MSH | MSH | 5 | Biomedical Engineering | ICU Pod B | Philips Healthcare | 862120 - M3176C | US93127760 | 2020-06-11 | 2025 | 2021-06-11 | Purchased for COVID, Biomed spare.
1055704 | USB RECORDER | USB RECORDER | USB RECORDER | Active | MSH | MSH | 1 | Biomedical Engineering | Biomed | Philips Healthcare | 862120 - M3176C | US93127761 | 2020-06-11 | 2025 | 2021-06-11 | Purchased for COVID, Biomed spare.
1055707 | Power Systems, Uninterruptible | Power Systems | Power Systems, Uninterruptible | Active | MSH | MSH | 3 | Emergency | Emergency | TRIPP LITE | Smart500RT1U | 2228NLCSM628400731 | 2012-03-21 | 367 | 2013-03-21 | Telemetry Wireless System
1055708 | Sync Unit | Network Equipment | Sync Unit | Active | MSH | MSH | 1 | Biomedical Engineering | Biomedical Eng. | Philips Healthcare | 862114 | SG24014183 | 2012-03-21 | 367 | 2013-03-21 | Telemetry Wireless System
1055709 | Access Point Controller | Network Equipment | Access Point Controller | Active | MSH | MSH | 1 | Biomedical Engineering | Biomedical Eng. | Philips Healthcare | 865346 | SG12100781 | 2012-03-21 | 367 | 2013-03-21 | Telemetry Wireless System-APC
1055711 | Power Systems, Uninterruptible | Power Systems | Power Systems, Uninterruptible | Active | MSH | MSH | 7 | SURGICAL SUITE (COMBINED WITH CYSTO) | O.R | TRIPP LITE | Smart500RT1U | 2422AY0SM880800483 | 2017-05-04 | 461 |  | found in biomed shop. Date accepted is unknown. Likely 2016.
1055721 | Physiologic Monitor Modules, Exhaled Carbon Dioxide | Physiologic Monitor Modules | Physiologic Monitor Modules, Exhaled Carbon Dioxide | Active | MSH | MSH | 5 | ICU | ICU | Philips Healthcare | 867041 - Microstream Extension | DE69742885 | 2020-06-12 |  | 2021-06-11
1055723 | Power Systems, Uninterruptible | Power Systems | Power Systems, Uninterruptible | Active | MSH | MSH | 17U | Emergency | NICU | TRIPP LITE | Smart500RT1U | 2422AY0SM880800479 | 2017-05-04 | 461 |  | found in biomed shop. Date accepted is unknown. Likely 2016.
1055724 | Power Over Ethernet Unit | Network Equipment | Power Over Ethernet Unit | Active | MSH | MSH | 1 | Biomedical Engineering | Biomedical Eng. | Philips Healthcare | PD-65112/AC/M/PMS | N12431222013046A03 | 2012-03-21 | 367 | 2013-03-21 | Telemetry Wireless System. POE. Found in shop, not sure of date it was accepted. Likely 2012
1055725 | Sync Unit | Network Equipment | Sync Unit | Active | MSH | MSH | 1 | Biomedical Engineering | Biomedical Eng. | Philips Healthcare | 862114 | SG24014293 | 2012-03-21 | 367 | 2013-03-21 | Telemetry Wireless System Found in Biomed shop, not sure date of acceptance. Likely 2012
1055726 | Access Point Controller | Network Equipment | Access Point Controller | Active | MSH | MSH | 1 | Biomedical Engineering | Biomedical Eng. | Philips Healthcare | 865346 | SG12100791 | 2012-03-21 | 367 | 2013-03-21 | Telemetry Wireless System Found in Biomed shop, unsure of acceptance date. Likely 2012
1055727 | Access Point Controller | Network Equipment | Access Point Controller | Active | MSH | MSH | 1 | Biomedical Engineering | Biomedical Eng. | Philips Healthcare | 865346 | SG12100786 | 2012-03-21 | 367 | 2013-03-21 | Telemetry Wireless System Found in Biomed shop, unsure of acceptance date. Likely 2012
1055728 | Access Point Controller | Network Equipment | Access Point Controller | Active | MSH | MSH | 1 | Biomedical Engineering | Biomedical Eng. | Philips Healthcare | 865346 | SG12100853 | 2012-03-21 | 367 | 2013-03-21 | Telemetry Wireless System Found in Biomed shop, unsure of acceptance date. Likely 2012
1055730 | Physiologic Monitor Modules, Exhaled Carbon Dioxide | Physiologic Monitor Modules | Physiologic Monitor Modules, Exhaled Carbon Dioxide | Active | MSH | MSH | 5 | ICU | ICU | Philips Healthcare | 867041 - Microstream Extension | DE69742877 | 2020-06-16 |  | 2021-06-16
1055731 | Physiologic Monitor Modules, Exhaled Carbon Dioxide | Physiologic Monitor Modules | Physiologic Monitor Modules, Exhaled Carbon Dioxide | Active | MSH | MSH | 5 | ICU | ICU | Philips Healthcare | 867041 - Microstream Extension | DE69742879 | 2020-06-16 |  | 2021-06-16
1055732 | Physiologic Monitor Modules, Exhaled Carbon Dioxide | Physiologic Monitor Modules | Physiologic Monitor Modules, Exhaled Carbon Dioxide | Active | MSH | MSH | 5 | ICU | Sim Room | Philips Healthcare | 867041 - Microstream Extension | DE69743026 | 2020-06-16 |  | 2021-06-16
1055733 | Physiologic Monitor Modules, Exhaled Carbon Dioxide | Physiologic Monitor Modules | Physiologic Monitor Modules, Exhaled Carbon Dioxide | Active | MSH | MSH | 10S | Coronary Care Unit | CCU | Philips Healthcare | 867041 - Microstream Extension | DE69742843 | 2020-06-16 |  | 2021-06-16
1055734 | Physiologic Monitor Modules, Exhaled Carbon Dioxide | Physiologic Monitor Modules | Physiologic Monitor Modules, Exhaled Carbon Dioxide | Active | MSH | MSH | 10S | Coronary Care Unit | CCU | Philips Healthcare | 867041 - Microstream Extension | DE69742878 | 2020-06-16 |  | 2021-06-16
1055735 | Physiologic Monitor Modules, Exhaled Carbon Dioxide | Physiologic Monitor Modules | Physiologic Monitor Modules, Exhaled Carbon Dioxide | Active | MSH | MSH | 10S | Coronary Care Unit | CCU | Philips Healthcare | 867041 - Microstream Extension | DE69742845 | 2020-06-16 |  | 2021-06-16
1055736 | Physiologic Monitor Modules, Exhaled Carbon Dioxide | Physiologic Monitor Modules | Physiologic Monitor Modules, Exhaled Carbon Dioxide | Active | MSH | MSH | 10S | Coronary Care Unit | CCU | Philips Healthcare | 867041 - Microstream Extension | DE69742925 | 2020-06-16 |  | 2021-06-16
1055737 | BiliSoft Large Pad | Pads | Pads | Active | MSH | MSH | 17M | Mother & Baby | 17 - Murray | GE Healthcare | M1093119 | HFBY60165 | 2020-06-17 |  |  | Part of BiliSoft phototherapy lighting system
1055739 | BiliSoft Large Pad | Pads | Pads | Active | MSH | MSH | 17U | NICU | NICU | GE Healthcare | M1093119 | HFBY60154 | 2020-06-17 |  |  | Part of BiliSoft phototherapy lighting system
1055742 | BiliSoft Large Pad | Pads | Pads | Active | MSH | MSH | 17M | Mother & Baby | 17 - Murray | GE Healthcare | M1093119 | HFBY60156 | 2020-06-17 |  |  | Part of BiliSoft phototherapy lighting system
1055743 | Infusion Pumps, Syringe | INFUSION PUMPS | Infusion Pumps, Syringe | Active | MSH | MSH | 17U | NICU | NICU | Alaris Medical Systems | 8110 - Syringe Module | 15862713 | 2020-06-18 |  | 2021-06-18
1055744 | Infant T-Piece Resuscitator | Infant T-Piece Resuscitator | Infant T-Piece Resuscitator | Active | MSH | MSH | 17U | NICU | NICU | FISHER & PAYKEL MEDICAL INC | RD900AEU | 070711001873 | 2011-12-15 | 2001 | 2012-12-15
1055745 | Infusion Pumps, Syringe | INFUSION PUMPS | Infusion Pumps, Syringe | Active | MSH | MSH | 17U | NICU | NICU | Alaris Medical Systems | 8110 - Syringe Module | 15862715 | 2020-06-18 |  | 2021-06-18
1055746 | Infusion Pumps, Syringe | INFUSION PUMPS | Infusion Pumps, Syringe | Active | MSH | MSH | 17U | NICU | NICU | Alaris Medical Systems | 8110 - Syringe Module | 15862861 | 2020-06-18 |  | 2021-06-18
1055747 | Infusion Pumps, Syringe | INFUSION PUMPS | Infusion Pumps, Syringe | Active | MSH | MSH | 17U | NICU | NICU | Alaris Medical Systems | 8110 - Syringe Module | 15863080 | 2020-06-18 |  | 2021-06-18
1055748 | Infusion Pumps, Syringe | INFUSION PUMPS | Infusion Pumps, Syringe | Active | MSH | MSH | 17U | NICU | NICU | Alaris Medical Systems | 8110 - Syringe Module | 15863210 | 2020-06-18 |  | 2021-06-18
1055749 | Infusion Pumps, Syringe | INFUSION PUMPS | Infusion Pumps, Syringe | Active | MSH | MSH | 17U | NICU | NICU | Alaris Medical Systems | 8110 - Syringe Module | 15863259 | 2020-06-18 |  | 2021-06-18
1055750 | Infusion Pumps, Syringe | INFUSION PUMPS | Infusion Pumps, Syringe | Active | MSH | MSH | 17U | NICU | NICU | Alaris Medical Systems | 8110 - Syringe Module | 15864308 | 2020-06-18 |  | 2021-06-18
1055751 | Infusion Pumps, Syringe | INFUSION PUMPS | Infusion Pumps, Syringe | Active | MSH | MSH | 17U | NICU | NICU | Alaris Medical Systems | 8110 - Syringe Module | 15864420 | 2020-06-18 |  | 2021-06-18
1055753 | Humidifiers | Humidifiers | Humidifiers | Active | MSH | MSH | 18 | Respiratory Therapy | 18th Floor | FISHER PAYKEL | PT101US | 200522133577 | 2020-06-18 |  | 2021-06-16 | Vendor: FISHER & PAYKEL HEALTHCARE 2045 BOUL DAGENAIS O SUITE 180 LAVAL, QC USA Phone:9494534000 Fax:9494534001
1055756 | Humidifiers | Humidifiers | Humidifiers | Active | MSH | MSH | 18 | Respiratory Therapy | 18th Floor | FISHER PAYKEL | PT101US | 200522133712 | 2020-06-18 |  | 2021-06-16 | Vendor: FISHER & PAYKEL HEALTHCARE 2045 BOUL DAGENAIS O SUITE 180 LAVAL, QC USA Phone:9494534000 Fax:9494534001
1055757 | Humidifiers | Humidifiers | Humidifiers | Active | MSH | MSH | 18 | Respiratory Therapy | 18th Floor | FISHER PAYKEL | PT101US | 200522133597 | 2020-06-18 |  | 2021-06-16 | Vendor: FISHER & PAYKEL HEALTHCARE 2045 BOUL DAGENAIS O SUITE 180 LAVAL, QC USA Phone:9494534000 Fax:9494534001
1055765 | Humidifiers | Humidifiers | Humidifiers | Active | MSH | MSH | 18 | Respiratory Therapy | 18th Floor | FISHER PAYKEL | PT101US | 200522133658 | 2020-06-18 |  | 2021-06-16 | Vendor: FISHER & PAYKEL HEALTHCARE 2045 BOUL DAGENAIS O SUITE 180 LAVAL, QC USA Phone:9494534000 Fax:9494534001
1055766 | Humidifiers | Humidifiers | Humidifiers | Active | MSH | MSH | 18 | Respiratory Therapy | 18th Floor | FISHER PAYKEL | PT101US | 200522133621 | 2020-06-18 |  | 2021-06-16 | Vendor: FISHER & PAYKEL HEALTHCARE 2045 BOUL DAGENAIS O SUITE 180 LAVAL, QC USA Phone:9494534000 Fax:9494534001
1055768 | Humidifiers | Humidifiers | Humidifiers | Active | MSH | MSH | 18 | Respiratory Therapy | 18th Floor | FISHER PAYKEL | PT101US | 200522133626 | 2020-06-18 |  | 2021-06-16 | Vendor: FISHER & PAYKEL HEALTHCARE 2045 BOUL DAGENAIS O SUITE 180 LAVAL, QC USA Phone:9494534000 Fax:9494534001
1055769 | Humidifiers | Humidifiers | Humidifiers | Active | MSH | MSH | 18 | Respiratory Therapy | 18th Floor | FISHER PAYKEL | PT101US | 200522133582 | 2020-06-18 |  | 2021-06-16 | Vendor: FISHER & PAYKEL HEALTHCARE 2045 BOUL DAGENAIS O SUITE 180 LAVAL, QC USA Phone:9494534000 Fax:9494534001
1055770 | Aspirators, Emergency | Aspirators | Aspirators, Emergency | Active | MSH | MSH | 5 | Medical Imaging | 5 | LAERDAL MEDICAL CORP | 780010 | 78102081259 | 2020-06-22 | 850 | 2021-06-22
1055771 | Aspirators, Emergency | Aspirators | Aspirators, Emergency | Active | MSH | MSH | 3 | Emergency | Early Trauma | LAERDAL MEDICAL CORP | 780010 | 781020841260 | 2020-06-22 | 850 | 2021-06-22
1055772 | DEFIBRILLATOR/MONITORS | DEFIBRILLATOR/MONITORS | DEFIBRILLATOR/MONITORS | Active | MSH | MSH | 15U | NICU | NICU Resus | ZOLL Canada | X-Series-Neo | AR20E048094 | 2020-06-17
1055773 | DEFIBRILLATOR/MONITORS | DEFIBRILLATOR/MONITORS | DEFIBRILLATOR/MONITORS | Active | MSH | MSH | 17U | NICU | NICU | ZOLL Canada | X-Series-Neo | AR20E048120 | 2020-06-17 |  | 2025-06-17
1055774 | DEFIBRILLATOR/MONITORS | DEFIBRILLATOR/MONITORS | DEFIBRILLATOR/MONITORS | Active | MSH | MSH | 1 | ICU | Biomed | ZOLL Canada | X-Series | AR20E048171 | 2020-06-17 |  | 2025-06-17
1055776 | DEFIBRILLATOR/MONITORS | DEFIBRILLATOR/MONITORS | DEFIBRILLATOR/MONITORS | Active | MSH | MSH | 15U | Obstetrical Suite (L&D) | L&D OR | ZOLL Canada | R-Series | AF20D115473 | 2020-06-17 |  | 2025-06-17 | Battery: AG20EAS6940 Leakage: 111.6 uA Resistance: 83 mOhm
1055780 | BiliSoft Large Pad | Pads | Pads | Active | MSH | MSH | 17M | Mother & Baby | 17 - Murray | GE Healthcare | M1093119 | HFBY60604 | 2020-06-17 |  | 2021-06-22 | Part of BiliSoft phototherapy lighting system
1055781 | BiliSoft Large Pad | Pads | Pads | Active | MSH | MSH | 17M | Mother & Baby | 17 - Murray | GE Healthcare | M1093119 | HFBY60578 | 2020-06-17 |  | 2021-06-22 | Part of BiliSoft phototherapy lighting system
1055782 | BiliSoft Large Pad | Pads | Pads | Active | MSH | MSH | 17M | Mother & Baby | 17 - Murray | GE Healthcare | M1093119 | HFBY60793 | 2020-06-17 |  | 2021-06-22 | Part of BiliSoft phototherapy lighting system
1055787 | DEFIBRILLATOR/MONITORS | DEFIBRILLATOR/MONITORS | DEFIBRILLATOR/MONITORS | Active | MSH | MSH | 15U | Obstetrical Suite (L&D) | L&D | ZOLL Canada | R-Series | AF20E116551 | 2020-06-17 |  | 2025-06-17 | Battery: AG20EAS6142, Leakage: 117.7 uA, Resistance: 77 mOhm
1055788 | DEFIBRILLATOR/MONITORS | DEFIBRILLATOR/MONITORS | DEFIBRILLATOR/MONITORS | Active | MSH | MSH | 7 | SURGICAL SUITE (COMBINED WITH CYSTO) | OR | ZOLL Canada | R-Series | AF20E117053 | 2020-06-17 |  | 2025-06-17 | Battery: AG20EAS6734, Leakage: 115.2 uA , Resistance: 110 mOhm
1055789 | DEFIBRILLATOR/MONITORS | DEFIBRILLATOR/MONITORS | DEFIBRILLATOR/MONITORS | Active | MSH | MSH | 7 | PACU | PACU | ZOLL Canada | R-Series | AF20E117055 | 2020-06-17 |  | 2025-06-17 | Battery: AG20EAS6139, Leakage: 119.2 uA , Resistance: 77 mOhm
1055790 | DEFIBRILLATOR/MONITORS | DEFIBRILLATOR/MONITORS | DEFIBRILLATOR/MONITORS | Active | MSH | MSH | 7 | SURGICAL SUITE (COMBINED WITH CYSTO) | OR | ZOLL Canada | R-Series | AF20E116673 | 2020-06-17 |  | 2025-06-17 | Battery: AG20EAS6163, Leakage: 111 uA , Resistance: 77 mOhm
1055791 | DEFIBRILLATOR/MONITORS | DEFIBRILLATOR/MONITORS | DEFIBRILLATOR/MONITORS | Active | MSH | MSH | 16U | Cath Lab | CATH LAB | ZOLL Canada | R-Series | AF20E116552 | 2020-06-17 |  | 2025-06-17 | Battery: AG20EAS6132, Leakage: 107.2 uA , Resistance: 109 mOhm
1055792 | DEFIBRILLATOR/MONITORS | DEFIBRILLATOR/MONITORS | DEFIBRILLATOR/MONITORS | Active | MSH | MSH | 7 | SURGICAL SUITE (COMBINED WITH CYSTO) | OR | ZOLL Canada | R-Series | AF20E117052 | 2020-06-17 |  | 2025-06-17 | Battery: AG20EAS6159, Leakage: 112.4 uA , Resistance: 74 mOhm
1055793 | DEFIBRILLATOR/MONITORS | DEFIBRILLATOR/MONITORS | DEFIBRILLATOR/MONITORS | Active | MSH | MSH | 5 | ICU | ICU | ZOLL Canada | X-Series | AR20E048155 | 2020-06-17 |  | 2025-06-17
1055794 | DEFIBRILLATOR/MONITORS | DEFIBRILLATOR/MONITORS | DEFIBRILLATOR/MONITORS | Active | MSH | MSH | 5 | ICU | ICU | ZOLL Canada | X-Series | AR20E048166 | 2020-06-17 |  | 2025-06-17
1055795 | DEFIBRILLATOR/MONITORS | DEFIBRILLATOR/MONITORS | DEFIBRILLATOR/MONITORS | Active | MSH | MSH | 5 | ICU | ICU | ZOLL Canada | X-Series | AR20E048219 | 2020-06-17 |  | 2025-06-17
1055796 | DEFIBRILLATOR/MONITORS | DEFIBRILLATOR/MONITORS | DEFIBRILLATOR/MONITORS | Active | MSH | MSH | 5 | ICU | ICU | ZOLL Canada | X-Series | AR20E048173 | 2020-06-17 |  | 2025-06-17
1055797 | DEFIBRILLATOR/MONITORS | DEFIBRILLATOR/MONITORS | DEFIBRILLATOR/MONITORS | Active | MSH | MSH | 5 | ICU | ICU | ZOLL Canada | X-Series | AR20E048217 | 2020-06-17 |  | 2025-06-17
1055798 | DEFIBRILLATOR/MONITORS | DEFIBRILLATOR/MONITORS | DEFIBRILLATOR/MONITORS | Active | MSH | MSH | 5 | ICU | PMH | ZOLL Canada | X-Series | AR20E048168 | 2020-06-17 |  | 2025-06-17
1055799 | DEFIBRILLATOR/MONITORS | DEFIBRILLATOR/MONITORS | DEFIBRILLATOR/MONITORS | Active | MSH | MSH | 10S | Coronary Care Unit | CCU | ZOLL Canada | X-Series | AR20E048161 | 2020-06-17 |  | 2025-06-17 | Battery:45825
1055800 | DEFIBRILLATOR/MONITORS | DEFIBRILLATOR/MONITORS | DEFIBRILLATOR/MONITORS | Active | MSH | MSH | 10S | Coronary Care Unit | CCU | ZOLL Canada | X-Series | AR20E048162 | 2020-06-17 |  | 2025-06-17
1055801 | DEFIBRILLATOR/MONITORS | DEFIBRILLATOR/MONITORS | DEFIBRILLATOR/MONITORS | Active | MSH | MSH | 10S | Coronary Care Unit | CCU | ZOLL Canada | X-Series | AR20E048174 | 2020-06-17 |  | 2025-06-17
1055802 | DEFIBRILLATOR/MONITORS | DEFIBRILLATOR/MONITORS | DEFIBRILLATOR/MONITORS | Active | MSH | MSH | 3 | Emergency | Emergency | ZOLL Canada | X-Series | AR20E048167 | 2020-06-17 |  | 2025-06-17
1055803 | DEFIBRILLATOR/MONITORS | DEFIBRILLATOR/MONITORS | DEFIBRILLATOR/MONITORS | Active | MSH | MSH | 3 | Emergency | Emergency | ZOLL Canada | X-Series | AR20E048170 | 2020-06-17 |  | 2025-06-17
1055804 | DEFIBRILLATOR/MONITORS | DEFIBRILLATOR/MONITORS | DEFIBRILLATOR/MONITORS | Active | MSH | MSH | 3 | Emergency | Emergency | ZOLL Canada | X-Series | AR20E048165 | 2020-06-17 |  | 2025-06-17
1055805 | DEFIBRILLATOR/MONITORS | DEFIBRILLATOR/MONITORS | DEFIBRILLATOR/MONITORS | Active | MSH | MSH | 3 | Emergency | Emergency | ZOLL Canada | X-Series | AR20E048163 | 2020-06-17 |  | 2025-06-17
1055806 | DEFIBRILLATOR/MONITORS | DEFIBRILLATOR/MONITORS | DEFIBRILLATOR/MONITORS | Active | MSH | MSH | 5 | ICU | ICU | ZOLL Canada | X-Series | AR20E048159 | 2020-06-17 |  | 2025-06-17
1055807 | DEFIBRILLATOR/MONITORS | DEFIBRILLATOR/MONITORS | DEFIBRILLATOR/MONITORS | Active | MSH | MSH | 3 | Emergency | Emergency | ZOLL Canada | X-Series | AR20E048152 | 2020-06-17 |  | 2025-06-17
1055808 | DEFIBRILLATOR/MONITORS | DEFIBRILLATOR/MONITORS | DEFIBRILLATOR/MONITORS | Active | MSH | MSH | 3 | Emergency | Emergency | ZOLL Canada | X-Series | AR20E048220 | 2020-06-17 |  | 2025-06-17
1055809 | DEFIBRILLATOR/MONITORS | DEFIBRILLATOR/MONITORS | DEFIBRILLATOR/MONITORS | Active | MSH | MSH | 3 | Emergency | Emergency | ZOLL Canada | X-Series | AR20E048169 | 2020-06-17 |  | 2025-06-17
1055810 | DEFIBRILLATOR/MONITORS | DEFIBRILLATOR/MONITORS | DEFIBRILLATOR/MONITORS | Active | MSH | MSH | 5 | ICU | ICU | ZOLL Canada | X-Series | AR20E048151 | 2020-06-17 |  | 2025-06-17
1055811 | DEFIBRILLATOR/MONITORS | DEFIBRILLATOR/MONITORS | DEFIBRILLATOR/MONITORS | Active | MSH | MSH | 1 | Biomedical Engineering | Biomed | ZOLL Canada | X-Series | AR20E048160 | 2020-06-17 |  | 2025-06-17
1055812 | DEFIBRILLATOR/MONITORS | DEFIBRILLATOR/MONITORS | DEFIBRILLATOR/MONITORS | Active | MSH | MSH | 5 | ICU | ICU | ZOLL Canada | X-Series | AR20E048172 | 2020-06-17 |  | 2025-06-17
1055818 | Vacuum Regulator | Vacuum Regulator | Vacuum Regulator | Active | MSH | MSH | 18 | ICU | ICU | Amvex Corporation | VR-CIID-DHDG | VRA08057HH | 2010-01-07 | 444.16 | 2011-01-07 | No PO#
1055822 | BiliSoft Large Pad | Pads | Pads | Active | MSH | MSH | 16M | Mother & Baby | 16th Floor - Murray Side | GE Healthcare | M1093119 | HFBZ60166 | 2020-06-17 |  | 2021-06-29 | Part of BiliSoft phototherapy lighting system
1055838 | INFUSION PUMPS, GENERAL PURPOSE | INFUSION PUMPS | INFUSION PUMPS, GENERAL PURPOSE | Active | BH | BH | CSR | Bridgepoint | Basement (CSR) | Alaris Medical Systems | 8100 - LVP Module | 15709813 | 2020-07-01 | 1200 | 2021-07-01
1055839 | INFUSION PUMPS, GENERAL PURPOSE | INFUSION PUMPS | INFUSION PUMPS, GENERAL PURPOSE | Active | BH | BH | CSR | Bridgepoint | Basement (CSR) | Alaris Medical Systems | 8100 - LVP Module | 15509360 | 2020-07-01 | 1200 | 2021-07-01
1055840 | INFUSION PUMPS, GENERAL PURPOSE | INFUSION PUMPS | INFUSION PUMPS, GENERAL PURPOSE | Active | BH | BH | CSR | Bridgepoint | Basement (CSR) | Alaris Medical Systems | 8100 - LVP Module | 15639549 | 2020-07-01 | 1200 | 2021-07-01
1055841 | INFUSION PUMPS, GENERAL PURPOSE | INFUSION PUMPS | INFUSION PUMPS, GENERAL PURPOSE | Active | BH | BH | CSR | Bridgepoint | Basement (CSR) | Alaris Medical Systems | 8100 - LVP Module | 15694046 | 2020-07-01 | 1200 | 2021-07-01
1055842 | INFUSION PUMPS, GENERAL PURPOSE | INFUSION PUMPS | INFUSION PUMPS, GENERAL PURPOSE | Active | BH | BH | CSR | Bridgepoint | Basement (CSR) | Alaris Medical Systems | 8100 - LVP Module | 15640344 | 2020-07-01 | 1200 | 2021-07-01
1055849 | Ophthalmoscopes | Ophthalmoscopes | Ophthalmoscopes | Active | MSH | 60MURR | 1 | Ophthalmology Clinic | Ophthalmology | Heine Optotechnik | Omega 500 | 1198543 | 2020-07-10 |  |  | This device was not in TMS. Added to TMS.
1055871 | Otoscope/Ophthalmascope | Otoscope/Ophthalmascope | Otoscope/Ophthalmascope | Active | MSH | MSH | 17U | NICU | NICU | Welch Allyn | GS 777 | (01)00732094244427 | 2020-07-16 |  | 2021-07-16 | Welch Allyn Green Series 777 wall transformer with Coaxial Ophthalmoscope & Macroview Otoscope
1055875 | Switch | Switch | Switch | Active | MSH | MSH | 2 | Biomedical Engineering | Stack 32 | Philips Healthcare | 3850 | FOC2307U051 | 2020-07-17 |  | 2021-01-01 | This switch was purchased from Philips through Ellis Don for Phase 3A MCR project. This switch is located in the Main Computer Room > Level 2 > Rack A12 > Stack # 32.
1055881 | Switch | Switch | Switch | Active | MSH | MSH | 2 | Biomedical Engineering | Stack 31 | Philips Healthcare | 3850 | FCW2249C1AG | 2020-07-17 |  | 2021-01-01 | This switch was purchased from Philips through Ellis Don for Phase 3A MCR project. This switch is located in the Main Computer Room > Level 2 > Rack A12 > Stack # 31.
1055882 | Switch | Switch | Switch | Active | MSH | MSH | 2 | Biomedical Engineering | Stack 30 | Philips Healthcare | 3850 | FCW2249GHKE | 2020-07-17 |  | 2021-01-01 | This switch was purchased from Philips through Ellis Don for Phase 3A MCR project. This switch is located in the Main Computer Room > Level 2 > Rack A12 > Stack # 30.
1055885 | Switch | Switch | Switch | Active | MSH | MSH | 2 | Biomedical Engineering | Stack 28 | Philips Healthcare | 3850 | FOC2307U034 | 2020-07-17 |  | 2021-01-01 | This switch was purchased from Philips through Ellis Don for Phase 3A MCR project. This switch is located in the Main Computer Room > Level 2 > Rack A12 > Stack # 28.
1055886 | Switch | Switch | Switch | Active | MSH | MSH | 2 | Biomedical Engineering | Stack 26 | Philips Healthcare | 3850 | FCW2301D0TY | 2020-07-17 |  | 2021-01-01 | This switch was purchased from Philips through Ellis Don for Phase 3A MCR project. This switch is located in the Main Computer Room > Level 2 > Rack A12 > Stack # 26.
1055887 | Switch | Switch | Switch | Active | MSH | MSH | 2 | Biomedical Engineering | Stack 27 | Philips Healthcare | 3850 | FOC2301U0RZ | 2020-07-17 |  | 2021-01-01 | This switch was purchased from Philips through Ellis Don for Phase 3A MCR project. This switch is located in the Main Computer Room > Level 2 > Rack A12 > Stack # 27.
1055888 | Laryngostroboscopes | Laryngostroboscopes | Laryngostroboscopes | Active | MSH | MSH | 20M | Surgical Skills Centre | 2nd | Verathon Medical | 0570-0376-GlideScope-Core 10" | CM201352 | 2020-07-20
1055889 | Laryngoscopes, Video | Laryngoscopes | Laryngoscopes, Video | Active | MSH | MSH | 2 | Surgical Skills Centre | 2nd Floor | Verathon Medical | Prime Plus | CM201270 | 2020-07-20
1055896 | ECG MACHINE | ECG MACHINE | ECG MACHINE | Active | BH | BH | 1st/G | Bridgepoint | LAB | MIDMARK CORP |  | 480677 | 2016-01-01
1055897 | Monitors, Vital Signs | Monitors, Vital Signs | Monitors, Vital Signs | Active | MSH | MSH | 10N | Nursing 10N Geriatrics | Geriatrics | MASIMO | Root | 2000020720 | 2020-04-29 |  | 2021-04-29 | Electrical Safety - G: 55 mOhm, L: 86.8 uA 10N - 18
1055898 | Monitors, Vital Signs | Monitors, Vital Signs | Monitors, Vital Signs | Active | MSH | MSH | 10S | Nursing 10S Geriatrics | 10th Floor - South Side | MASIMO | Root | 2000059090 | 2020-04-29 |  | 2021-04-29 | Configured to use with Masimo Patient SafetyNet (10-6) Electrical Safety - G: 53 mOhm, L: 87.2 uA 10N - 17
1055899 | Monitors, Vital Signs | Monitors, Vital Signs | Monitors, Vital Signs | Active | MSH | MSH | 12N | Nursing 12N Medicine | 12th Floor - North Side | MASIMO | Root | 2000059235 | 2020-04-29 |  | 2021-04-29 | Electrical Safety - G: 48 mOhm, L: 78.6 uA 10N - 11
1055900 | Monitors, Vital Signs | Monitors, Vital Signs | Monitors, Vital Signs | Active | MSH | MSH | 12N | Nursing 12N Medicine | 12th Floor - North Side | MASIMO | Root | 2000065361 | 2020-04-29 |  | 2021-04-29 | Electrical Safety - G: 50 mOhm, L: 55.9 uA 10N - 16
1055901 | Monitors, Vital Signs | Monitors, Vital Signs | Monitors, Vital Signs | Active | MSH | MSH | 10N | Nursing 10N Geriatrics | Geriatrics | MASIMO | Root | 2000169416 | 2020-04-29 |  | 2021-04-29 | Electrical Safety - G: 49 mOhm, L: 54.4 uA 10N - 14 10/24/23- originally SN 2000059666 Replaced with SN 2000169416
1055902 | Monitors, Vital Signs | Monitors, Vital Signs | Monitors, Vital Signs | Active | MSH | MSH | 10N | Nursing 10N Geriatrics | Geriatrics | MASIMO | Root | 2000059654 | 2020-04-29 |  | 2021-04-29 | Electrical Safety - G: 45 mOhm, L: 55.4 uA 10N - 15
1055903 | Monitors, Vital Signs | Monitors, Vital Signs | Monitors, Vital Signs | Active | MSH | MSH | 12N | Nursing 12N Medicine | 12th Floor - North Side | MASIMO | Root | 2000059531 | 2020-04-29 |  | 2021-04-29 | Electrical Safety - G: 46 mOhm, L: 61.1 uA 10N - 12
1055904 | Monitors, Vital Signs | Monitors, Vital Signs | Monitors, Vital Signs | Active | MSH | MSH | 12N | Nursing 12N Medicine | 12th Floor - North Side | MASIMO | Root | 2000065387 | 2020-04-29 |  | 2021-04-29 | Configured to use with Masimo Patient SafetyNet (10-9) Electrical Safety - G: 48 mOhm, L: 65.3 uA 10N - 13
1055905 | Monitors, Vital Signs | Monitors, Vital Signs | Monitors, Vital Signs | Active | MSH | MSH | 12N | Nursing 12N Medicine | 12th Floor - North Side | MASIMO | Root | 2000059661 | 2020-04-29 |  | 2021-04-29 | Electrical Safety - G: 47 mOhm, L: 57.7 uA 10S - 11
1055906 | Monitors, Vital Signs | Monitors, Vital Signs | Monitors, Vital Signs | Active | MSH | MSH | 16N | 16N Med/Surg Temp Surge | 16th Floor - North Side | MASIMO | Root | 2000065358 | 2020-04-29 |  | 2021-04-29 | Configured to use with Masimo Patient SafetyNet (10-12) Electrical Safety - G: 54 mOhm, L: 58.0 uA 10S - 17
1055907 | Monitors, Vital Signs | Monitors, Vital Signs | Monitors, Vital Signs | Active | MSH | MSH | 10S | Nursing 10S Geriatrics | Geriatrics | MASIMO | Root | 2000065302 | 2020-04-29 |  | 2021-04-29 | Electrical Safety - G: 49 mOhm, L: 56.4 uA 10S - 15
1055908 | Monitors, Vital Signs | Monitors, Vital Signs | Monitors, Vital Signs | Active | MSH | MSH | 12N | Nursing 12N Medicine | 12th Floor - North Side | MASIMO | Root | 2000059493 | 2020-04-29 |  | 2021-04-29 | Configured to use with Masimo Patient SafetyNet (10-5) Electrical Safety - G: 50 mOhm, L: 52.2 uA 10S - 16
1055909 | Monitors, Vital Signs | Monitors, Vital Signs | Monitors, Vital Signs | Active | MSH | MSH | 10N | Nursing 10S Geriatrics | 10th Floor - North Side | MASIMO | Root | 2000059532 | 2020-04-29 |  | 2021-04-29 | Configured to use with Masimo Patient SafetyNet (10-1) Electrical Safety - G: 48 mOhm, L: 55.0 uA 10S - 13
1055910 | Monitors, Vital Signs | Monitors, Vital Signs | Monitors, Vital Signs | Active | MSH | MSH | 12N | Nursing 12N Medicine | 12th Floor - North Side | MASIMO | Root | 2000077405 | 2020-04-29 |  | 2021-04-29 | Electrical Safety - G: 49 mOhm, L: 59.7 uA 10S - 18
1055911 | Monitors, Vital Signs | Monitors, Vital Signs | Monitors, Vital Signs | Active | MSH | MSH | 10S | Nursing 10S Geriatrics | Geriatrics | MASIMO | Root | 2000077439 | 2020-04-29 |  | 2021-04-29 | Electrical Safety - G: 50 mOhm, L: 60.0 uA 10S - 14
1055912 | Monitors, Vital Signs | Monitors, Vital Signs | Monitors, Vital Signs | Active | MSH | MSH | 10S | Nursing 10S Geriatrics | Geriatrics | MASIMO | Root | 2000123589 | 2020-04-29 |  | 2021-04-29 | Electrical Safety - G: 46 mOhm, L: 74.1 uA 10S - 19 Original unit (SN 2000116388) replaced with SN 2000123589
1055913 | Monitors, Vital Signs | Monitors, Vital Signs | Monitors, Vital Signs | Active | MSH | MSH | 10S | Nursing 10S Geriatrics | Geriatrics | MASIMO | Root | 2000077454 | 2020-04-29 |  | 2021-04-29 | Configured to use with Masimo Patient SafetyNet (10-3) Electrical Safety - G: 54 mOhm, L: 59.6 uA 10S - 12
1055914 | Monitors, Vital Signs | Monitors, Vital Signs | Monitors, Vital Signs | Active | MSH | MSH | 11N | Nursing 11N Medicine | Medicine | MASIMO | Root | 2000077886 | 2020-04-29 |  | 2021-04-29 | Electrical Safety - G: 49 mOhm, L: 73.3 uA 11N - 15
1055915 | Monitors, Vital Signs | Monitors, Vital Signs | Monitors, Vital Signs | Active | MSH | MSH | 11N | Nursing 11N Medicine | Medicine | MASIMO | Root | 2000077433 | 2020-04-29 |  | 2021-04-29 | Electrical Safety - G: 49 mOhm, L: 74.3 uA 11N - 13
1055916 | Monitors, Vital Signs | Monitors, Vital Signs | Monitors, Vital Signs | Active | MSH | MSH | 11N | Nursing 11N Medicine | Medicine | MASIMO | Root | 2000077414 | 2020-04-29 |  | 2021-04-29 | Electrical Safety - G: 54 mOhm, L: 61.0 uA 11N - 16
1055917 | Monitors, Vital Signs | Monitors, Vital Signs | Monitors, Vital Signs | Active | MSH | MSH | 9 | Nursing 9S Psychiatry | 9S Psychiatry | MASIMO | Root | 2000077453 | 2020-04-29 |  | 2021-04-29 | Electrical Safety - G: 49 mOhm, L: 59.5 uA 11N - 17
1055918 | Monitors, Vital Signs | Monitors, Vital Signs | Monitors, Vital Signs | Active | MSH | MSH | 11N | Nursing 11N Medicine | Medicine | MASIMO | Root | 2000077516 | 2020-04-29 |  | 2021-04-29 | Electrical Safety - G: 53 mOhm, L: 60.3 uA 11N - 11
1055919 | Monitors, Vital Signs | Monitors, Vital Signs | Monitors, Vital Signs | Active | MSH | MSH | 11N | Nursing 11N Medicine | Medicine | MASIMO | Root | 2000077707 | 2020-04-29 |  | 2021-04-29 | Electrical Safety - G: 50 mOhm, L: 63.2 uA 11N - 14
1055920 | Monitors, Vital Signs | Monitors, Vital Signs | Monitors, Vital Signs | Active | MSH | MSH | 11N | Nursing 11N Medicine | Medicine | MASIMO | Root | 2000077408 | 2020-04-29 |  | 2021-04-29 | Electrical Safety - G: 47 mOhm, L: 65.5 uA 11N - 18
1055921 | Monitors, Vital Signs | Monitors, Vital Signs | Monitors, Vital Signs | Active | MSH | MSH | 11N | Nursing 11N Medicine | Medicine | MASIMO | Root | 2000077441 | 2020-04-29 |  | 2021-04-29 | Electrical Safety - G: 53 mOhm, L: 60.0 uA 11N - 12
1055922 | Monitors, Vital Signs | Monitors, Vital Signs | Monitors, Vital Signs | Active | MSH | MSH | 11S | Nursing 11S Medicine | Medicine | MASIMO | Root | 2000077423 | 2020-04-29 |  | 2021-04-29 | Electrical Safety - G: 47 mOhm, L: 59.6 uA 11S - 9
1055923 | Monitors, Vital Signs | Monitors, Vital Signs | Monitors, Vital Signs | Active | MSH | MSH | 11S | Nursing 11S Medicine | Medicine | MASIMO | Root | 2000077660 | 2020-04-29 |  | 2021-04-29 | Electrical Safety - G: 49 mOhm, L: 58.9 uA 11S - 8
1055924 | Monitors, Vital Signs | Monitors, Vital Signs | Monitors, Vital Signs | Active | MSH | MSH | 16M | Mother & Baby | 16th Floor - Murray Side | MASIMO | Root | 2000077822 | 2020-04-29 |  | 2021-04-29 | Electrical Safety - G: 41 mOhm, L: 58.8 uA 11S - 11
1055925 | Monitors, Vital Signs | Monitors, Vital Signs | Monitors, Vital Signs | Active | MSH | MSH | 11S | Nursing 11S Medicine | Medicine | MASIMO | Root | 2000061460 | 2020-04-29 |  | 2021-04-29 | Electrical Safety - G: 50 mOhm, L: 82.8 uA 11S - 14
1055926 | Monitors, Vital Signs | Monitors, Vital Signs | Monitors, Vital Signs | Active | MSH | MSH | 11S | Nursing 11S Medicine | Medicine | MASIMO | Root | 2000077884 | 2020-04-29 |  | 2021-04-29 | Electrical Safety - G: 49 mOhm, L: 75.2 uA 11S - 1-
1055927 | Monitors, Vital Signs | Monitors, Vital Signs | Monitors, Vital Signs | Active | MSH | MSH | 11S | Nursing 11S Medicine | Medicine | MASIMO | Root | 2000077440 | 2020-04-29 |  | 2021-04-29 | Electrical Safety - G: 52 mOhm, L: 60.7 uA 11S - 13
1055928 | Monitors, Vital Signs | Monitors, Vital Signs | Monitors, Vital Signs | Active | MSH | MSH | 11S | Nursing 11S Medicine | Medicine | MASIMO | Root | 2000077808 | 2020-04-29 |  | 2021-04-29 | Electrical Safety - G: 51 mOhm, L: 61.1 uA 11S - 12
1055929 | Monitors, Vital Signs | Monitors, Vital Signs | Monitors, Vital Signs | Active | MSH | MSH | 11S | Nursing 11S Medicine | Medicine | MASIMO | Root | 2000077437 | 2020-04-29 |  | 2021-04-29 | Electrical Safety - G: 48 mOhm, L: 56.4 uA 11S - 6
1055930 | Monitors, Vital Signs | Monitors, Vital Signs | Monitors, Vital Signs | Active | MSH | MSH | 16N | Nursing 11S Medicine | 16th Floor - North Side | MASIMO | Root | 2000065382 | 2020-04-29 |  | 2021-04-29 | Electrical Safety - G: 52 mOhm, L: 61.1 uA 11S - 7
1055931 | Monitors, Vital Signs | Monitors, Vital Signs | Monitors, Vital Signs | Active | MSH | MSH | 12S | Nursing 12S Medicine | Medicine | MASIMO | Root | 2000077424 | 2020-04-29 |  | 2021-04-29 | Electrical Safety - G: 48 mOhm, L: 73.8 uA 12S - 20
1055932 | Monitors, Vital Signs | Monitors, Vital Signs | Monitors, Vital Signs | Active | MSH | MSH | 12S | Nursing 12S Medicine | Medicine | MASIMO | Root | 2000059121 | 2020-04-29 |  | 2021-04-29 | Electrical Safety - G: 52 mOhm, L: 92.5 uA 12S - 19
1055933 | Monitors, Vital Signs | Monitors, Vital Signs | Monitors, Vital Signs | Active | MSH | MSH | 12N | Nursing 12N Medicine | 12th Floor - North Side | MASIMO | Root | 2000065359 | 2020-04-29 |  | 2021-04-29 | Electrical Safety - G: 68 mOhm, L: 66.3 uA 12S - 17
1055934 | Monitors, Vital Signs | Monitors, Vital Signs | Monitors, Vital Signs | Active | MSH | MSH | 12S | Nursing 12S Medicine | Medicine | MASIMO | Root | 2000059546 | 2020-04-29 |  | 2021-04-29 | Electrical Safety - G: 52 mOhm, L: 67.1 uA 12S - 18
1055935 | Monitors, Vital Signs | Monitors, Vital Signs | Monitors, Vital Signs | Active | MSH | MSH | 12S | Nursing 12S Medicine | Medicine | MASIMO | Root | 2000059624 | 2020-04-29 |  | 2021-04-29 | Electrical Safety - G: 53 mOhm, L: 82.3 uA 12S - 16
1055936 | Monitors, Vital Signs | Monitors, Vital Signs | Monitors, Vital Signs | Active | MSH | MSH | 12S | Nursing 12S Medicine | Medicine | MASIMO | Root | 2000077686 | 2020-04-29 |  | 2021-04-29 | Electrical Safety - G: 50 mOhm, L: 67.4uA 12S - 24
1055937 | Monitors, Vital Signs | Monitors, Vital Signs | Monitors, Vital Signs | Active | MSH | MSH | 12S | Nursing 12S Medicine | Medicine | MASIMO | Root | 2000077517 | 2020-04-29 |  | 2021-04-29 | Electrical Safety - G: 50 mOhm, L: 65 uA 12S - 21
1055938 | Monitors, Vital Signs | Monitors, Vital Signs | Monitors, Vital Signs | Active | MSH | MSH | 12S | Nursing 12S Medicine | Medicine | MASIMO | Root | 2000077520 | 2020-04-29 |  | 2021-04-29 | Electrical Safety - G: 53mOhm, L: 80.2 uA 12S - 23 (safetynet)
1055939 | Monitors, Vital Signs | Monitors, Vital Signs | Monitors, Vital Signs | Active | MSH | MSH | 12S | Nursing 12S Medicine | Medicine | MASIMO | Root | 2000077819 | 2020-04-29 |  | 2021-04-29 | Electrical Safety - G: 51mOhm, L: 65.3 uA 12S - 22
1055940 | Monitors, Vital Signs | Monitors, Vital Signs | Monitors, Vital Signs | Active | MSH | MSH | 14N | Nursing 14N Surgery | Surgical SDU | MASIMO | Root | 2000113022 | 2020-04-29 |  | 2021-04-29 | Electrical Safety - G: 51mOhm, L: 66 uA 14N - 2
1055941 | Monitors, Vital Signs | Monitors, Vital Signs | Monitors, Vital Signs | Active | MSH | MSH | 16M | Mother & Baby | 16th Floor - Murray Side | MASIMO | Root | 2000077415 | 2020-04-29 |  | 2021-04-29 | Electrical Safety - G: 52mOhm, L: 65.2uA Configured to use with Masimo Patient SafetyNet (16M-302)
1055942 | Monitors, Vital Signs | Monitors, Vital Signs | Monitors, Vital Signs | Active | MSH | MSH | 14N | Nursing 14N Surgery | Surgical SDU | MASIMO | Root | 2000077735 | 2020-04-29 |  | 2021-04-29 | Electrical Safety - G: 52mOhm, L: 70uA 14N - 4
1055943 | Monitors, Vital Signs | Monitors, Vital Signs | Monitors, Vital Signs | Active | MSH | MSH | 14N | Nursing 14N Surgery | Surgical SDU | MASIMO | Root | 2000076507 | 2020-04-29 |  | 2021-04-29 | Electrical Safety - G: 51mOhm, L: 80.1uA 14N - 8
1055944 | Monitors, Vital Signs | Monitors, Vital Signs | Monitors, Vital Signs | Active | MSH | MSH | 14N | Nursing 14N Surgery | Surgical SDU | MASIMO | Root | 2000172783 | 2020-04-29 |  | 2021-04-29 | Electrical Safety - G: 54mOhm, L: 67.4uA 14N - 7 Received new unit with sn.2000172783. PO# 7500213404. Old sn.2000059547. Date: 10.22.2024
1055945 | Monitors, Vital Signs | Monitors, Vital Signs | Monitors, Vital Signs | Active | MSH | MSH | 14N | Nursing 14N Surgery | Surgical SDU | MASIMO | Root | 2000059712 | 2020-04-29 |  | 2021-04-29 | Electrical Safety - G: 57mOhm, L: 64.7uA 14N - 3
1055946 | Monitors, Vital Signs | Monitors, Vital Signs | Monitors, Vital Signs | Active | MSH | MSH | 14N | Nursing 14N Surgery | Surgical SDU | MASIMO | Root | 2000065332 | 2020-04-29 |  | 2021-04-29 | Electrical Safety - G: 54mOhm, L: 67.8uA 14N - 5
1055947 | Monitors, Vital Signs | Monitors, Vital Signs | Monitors, Vital Signs | Active | MSH | MSH | 14N | Nursing 14N Surgery | Surgical SDU | MASIMO | Root | 2000183199 | 2020-04-29 |  | 2021-04-29 | Electrical Safety - G: 58mOhm, L: 65.9uA 14N - 1
1055948 | Monitors, Vital Signs | Monitors, Vital Signs | Monitors, Vital Signs | Active | MSH | MSH | 14S | Nursing 14S Medicine | Medicine | MASIMO | Root | 2000059065 | 2020-04-29 |  | 2021-04-29 | Electrical Safety - G: 53mOhm, L: 83.4uA
1055949 | Monitors, Vital Signs | Monitors, Vital Signs | Monitors, Vital Signs | Active | MSH | MSH | 14S | Nursing 14S Medicine | Medicine | MASIMO | Root | 2000059287 | 2020-04-29 |  | 2021-04-29 | Electrical Safety - G: 54mOhm, L: 92.9uA 14S - 19
1055950 | Monitors, Vital Signs | Monitors, Vital Signs | Monitors, Vital Signs | Active | MSH | MSH | 14S | Nursing 14S Medicine | Medicine | MASIMO | Root | 2000059059 | 2020-04-29 |  | 2021-04-29 | Configured to use with Masimo Patient SafetyNet (14-1) Electrical Safety - G: 57mOhm, L: 97.6uA 14S - 15
1055951 | Monitors, Vital Signs | Monitors, Vital Signs | Monitors, Vital Signs | Active | MSH | MSH | 14S | Nursing 14S Medicine | Medicine | MASIMO | Root | 2000060425 | 2020-04-29 |  | 2021-04-29 | 14S - 14
1055952 | Monitors, Vital Signs | Monitors, Vital Signs | Monitors, Vital Signs | Active | MSH | MSH | 14S | Nursing 14S Medicine | Medicine | MASIMO | Root | 2000060551 | 2020-04-29 |  | 2021-04-29 | 14S - 13
1055953 | Monitors, Vital Signs | Monitors, Vital Signs | Monitors, Vital Signs | Active | MSH | MSH | 14S | Nursing 14S Medicine | Medicine | MASIMO | Root | 2000185636 | 2020-04-29 |  | 2021-04-29 | 14S - 12
1055954 | Monitors, Vital Signs | Monitors, Vital Signs | Monitors, Vital Signs | Active | MSH | MSH | 14S | Nursing 14S Medicine | Medicine | MASIMO | Root | 2000185479 | 2020-04-29 |  | 2021-04-29 | 14S - 11
1055955 | Monitors, Vital Signs | Monitors, Vital Signs | Monitors, Vital Signs | Active | MSH | MSH | 14S | Nursing 14S Medicine | Medicine | MASIMO | Root | 2000060549 | 2020-04-29 |  | 2021-04-29 | Configured to use with Masimo Patient SafetyNet (14-3) 14S - 17
1055956 | Pulse CO-Oximeter | Pulse CO-Oximeter | Pulse CO-Oximeter | Active | MSH | MSH | 10N | Nursing 10N Geriatrics | Geriatrics | MASIMO | Radical-7 | 1000186498 | 2020-04-29 | 2774 | 2021-04-29 | Free item included with Root purchase
1055957 | Pulse CO-Oximeter | Pulse CO-Oximeter | Pulse CO-Oximeter | Active | MSH | MSH | 10N | Nursing 10N Geriatrics | Geriatrics | MASIMO | Radical-7 | 1000206451 | 2020-04-29 | 2774 | 2021-04-29 | Free item included with Root purchase
1055958 | Pulse CO-Oximeter | Pulse CO-Oximeter | Pulse CO-Oximeter | Active | MSH | MSH | 12N | Nursing 12N Medicine | 12th Floor - North Side | MASIMO | Radical-7 | 1000206521 | 2020-04-29 | 2774 | 2021-04-29 | Free item included with Root purchase
1055959 | Pulse CO-Oximeter | Pulse CO-Oximeter | Pulse CO-Oximeter | Active | MSH | MSH | 12N | Nursing 12N Medicine | 12th Floor - North Side | MASIMO | Radical-7 | 1000157413 | 2020-04-29 | 2774 | 2021-04-29 | Free item included with Root purchase
1055960 | Pulse CO-Oximeter | Pulse CO-Oximeter | Pulse CO-Oximeter | Active | MSH | MSH | 10N | Nursing 10N Geriatrics | Geriatrics | MASIMO | Radical-7 | 1000206506 | 2020-04-29 | 2774 | 2021-04-29 | Free item included with Root purchase
1055961 | Pulse CO-Oximeter | Pulse CO-Oximeter | Pulse CO-Oximeter | Active | MSH | MSH | 10N | Nursing 10N Geriatrics | Geriatrics | MASIMO | Radical-7 | 1000170676 | 2020-04-29 | 2774 | 2021-04-29 | Free item included with Root purchase
1055962 | Pulse CO-Oximeter | Pulse CO-Oximeter | Pulse CO-Oximeter | Active | MSH | MSH | 10N | Nursing 10N Geriatrics | Geriatrics | MASIMO | Radical-7 | 1000206578 | 2020-04-29 | 2774 | 2021-04-29 | Free item included with Root purchase
1055963 | Pulse CO-Oximeter | Pulse CO-Oximeter | Pulse CO-Oximeter | Active | MSH | MSH | 12N | Nursing 12N Medicine | 12th Floor - North Side | MASIMO | Radical-7 | 1000170621 | 2020-04-29 | 2774 | 2021-04-29 | Free item included with Root purchase
1055964 | Pulse CO-Oximeter | Pulse CO-Oximeter | Pulse CO-Oximeter | Active | MSH | MSH | 12N | Nursing 12N Medicine | 12th Floor - North Side | MASIMO | Radical-7 | 1000170693 | 2020-04-29 | 2774 | 2021-04-29 | Free item included with Root purchase
1055965 | Pulse CO-Oximeter | Pulse CO-Oximeter | Pulse CO-Oximeter | Active | MSH | MSH | 16N | Biomedical Engineering | 16th Floor - North Side | MASIMO | Radical-7 | 1000170916 | 2020-04-29 | 2774 | 2021-04-29 | Free item included with Root purchase
1055966 | Pulse CO-Oximeter | Pulse CO-Oximeter | Pulse CO-Oximeter | Active | MSH | MSH | 10S | Nursing 10S Geriatrics | Geriatrics | MASIMO | Radical-7 | 1000170899 | 2020-04-29 | 2774 | 2021-04-29 | Free item included with Root purchase
1055967 | Pulse CO-Oximeter | Pulse CO-Oximeter | Pulse CO-Oximeter | Active | MSH | MSH | 12N | Nursing 12N Medicine | 12th Floor - North Side | MASIMO | Radical-7 | 1000157379 | 2020-04-29 | 2774 | 2021-04-29 | Free item included with Root purchase
1055968 | Pulse CO-Oximeter | Pulse CO-Oximeter | Pulse CO-Oximeter | Active | MSH | MSH | 10S | Nursing 10S Geriatrics | Geriatrics | MASIMO | Radical-7 | 1000157394 | 2020-04-29 | 2774 | 2021-04-29 | Free item included with Root purchase
1055969 | Pulse CO-Oximeter | Pulse CO-Oximeter | Pulse CO-Oximeter | Active | MSH | MSH | 10S | Nursing 10S Geriatrics | Geriatrics | MASIMO | Radical-7 | 1000170914 | 2020-04-29 | 2774 | 2021-04-29 | Free item included with Root purchase
1055970 | Pulse CO-Oximeter | Pulse CO-Oximeter | Pulse CO-Oximeter | Active | MSH | MSH | 10S | Nursing 10S Geriatrics | Geriatrics | MASIMO | Radical-7 | 1000170666 | 2020-04-29 | 2774 | 2021-04-29 | Free item included with Root purchase
1055971 | Pulse CO-Oximeter | Pulse CO-Oximeter | Pulse CO-Oximeter | Active | MSH | MSH | 12N | Nursing 12N Medicine | 12th Floor - North Side | MASIMO | Radical-7 | 1000156886 | 2020-04-29 | 2774 | 2021-04-29 | Free item included with Root purchase
1055972 | Pulse CO-Oximeter | Pulse CO-Oximeter | Pulse CO-Oximeter | Active | MSH | MSH | 10S | Nursing 10S Geriatrics | Geriatrics | MASIMO | Radical-7 | 1000157383 | 2020-04-29 | 2774 | 2021-04-29 | Free item included with Root purchase
1055973 | Pulse CO-Oximeter | Pulse CO-Oximeter | Pulse CO-Oximeter | Active | MSH | MSH | 11N | Nursing 11N Medicine | Medicine | MASIMO | Radical-7 | 1000170685 | 2020-04-29 | 2774 | 2021-04-29 | Free item included with Root purchase
1055974 | Pulse CO-Oximeter | Pulse CO-Oximeter | Pulse CO-Oximeter | Active | MSH | MSH | 11N | Nursing 11N Medicine | Medicine | MASIMO | Radical-7 | 1000170890 | 2020-04-29 | 2774 | 2021-04-29 | Free item included with Root purchase
1055975 | Pulse CO-Oximeter | Pulse CO-Oximeter | Pulse CO-Oximeter | Active | MSH | MSH | 11N | Nursing 11N Medicine | Medicine | MASIMO | Radical-7 | 1000170671 | 2020-04-29 | 2774 | 2021-04-29 | Free item included with Root purchase
1055976 | Pulse CO-Oximeter | Pulse CO-Oximeter | Pulse CO-Oximeter | Active | MSH | MSH | 9 | Nursing 9S Psychiatry | 9S Psychiatry | MASIMO | Radical-7 | 1000157420 | 2020-04-29 | 2774 | 2021-04-29 | Free item included with Root purchase
1055977 | Pulse CO-Oximeter | Pulse CO-Oximeter | Pulse CO-Oximeter | Active | MSH | MSH | 11N | Nursing 11N Medicine | Medicine | MASIMO | Radical-7 | 1000157181 | 2020-04-29 | 2774 | 2021-04-29 | Free item included with Root purchase
1055978 | Pulse CO-Oximeter | Pulse CO-Oximeter | Pulse CO-Oximeter | Active | MSH | MSH | 11N | Nursing 11N Medicine | Medicine | MASIMO | Radical-7 | 1000170875 | 2020-04-29 | 2774 | 2021-04-29 | Free item included with Root purchase
1055979 | Pulse CO-Oximeter | Pulse CO-Oximeter | Pulse CO-Oximeter | Active | MSH | MSH | 11N | Nursing 11N Medicine | Medicine | MASIMO | Radical-7 | 1000170661 | 2020-04-29 | 2774 | 2021-04-29 | Free item included with Root purchase
1055980 | Pulse CO-Oximeter | Pulse CO-Oximeter | Pulse CO-Oximeter | Active | MSH | MSH | 11N | Nursing 11N Medicine | Medicine | MASIMO | Radical-7 | 1000170894 | 2020-04-29 | 2774 | 2021-04-29 | Free item included with Root purchase
1055981 | Pulse CO-Oximeter | Pulse CO-Oximeter | Pulse CO-Oximeter | Active | MSH | MSH | 11S | Nursing 11S Medicine | Medicine | MASIMO | Radical-7 | 1000170674 | 2020-04-29 | 2774 | 2021-04-29 | Free item included with Root purchase
1055982 | Pulse CO-Oximeter | Pulse CO-Oximeter | Pulse CO-Oximeter | Active | MSH | MSH | 14N | Nursing 14N Surgery | 16 North | MASIMO | Radical-7 | 1000157444 | 2020-04-29 | 2774 | 2021-04-29 | Free item included with Root purchase
1055983 | Pulse CO-Oximeter | Pulse CO-Oximeter | Pulse CO-Oximeter | Active | MSH | MSH | 16M | Mother & Baby | 16th Floor - Murray Side | MASIMO | Radical-7 | 1000170907 | 2020-04-29 | 2774 | 2021-04-29 | Free item included with Root purchase
1055984 | Pulse CO-Oximeter | Pulse CO-Oximeter | Pulse CO-Oximeter | Active | MSH | MSH | 11S | Nursing 11S Medicine | Medicine | MASIMO | Radical-7 | 1000157453 | 2020-04-29 | 2774 | 2021-04-29 | Free item included with Root purchase
1055985 | Pulse CO-Oximeter | Pulse CO-Oximeter | Pulse CO-Oximeter | Active | MSH | MSH | 11S | Nursing 11S Medicine | Medicine | MASIMO | Radical-7 | 1000170910 | 2020-04-29 | 2774 | 2021-04-29 | Free item included with Root purchase
1055986 | Pulse CO-Oximeter | Pulse CO-Oximeter | Pulse CO-Oximeter | Active | MSH | MSH | 11S | Nursing 11S Medicine | Medicine | MASIMO | Radical-7 | 1000170909 | 2020-04-29 | 2774 | 2021-04-29 | Free item included with Root purchase
1055987 | Pulse CO-Oximeter | Pulse CO-Oximeter | Pulse CO-Oximeter | Active | MSH | MSH | 11S | Nursing 11S Medicine | Medicine | MASIMO | Radical-7 | 1000186562 | 2020-04-29 | 2774 | 2021-04-29 | Free item included with Root purchase
1055988 | Pulse CO-Oximeter | Pulse CO-Oximeter | Pulse CO-Oximeter | Active | MSH | MSH | 11S | Nursing 11S Medicine | Medicine | MASIMO | Radical-7 | 1000157407 | 2020-04-29 | 2774 | 2021-04-29 | Free item included with Root purchase
1055989 | Pulse CO-Oximeter | Pulse CO-Oximeter | Pulse CO-Oximeter | Active | MSH | MSH | 11S | Nursing 11S Medicine | Medicine | MASIMO | Radical-7 | 1000186265 | 2020-04-29 | 2774 | 2021-04-29 | Free item included with Root purchase
1055990 | Pulse CO-Oximeter | Pulse CO-Oximeter | Pulse CO-Oximeter | Active | MSH | MSH | 12S | Nursing 12S Medicine | Medicine | MASIMO | Radical-7 | 1000186541 | 2020-04-29 | 2774 | 2021-04-29 | Free item included with Root purchase
1055991 | Pulse CO-Oximeter | Pulse CO-Oximeter | Pulse CO-Oximeter | Active | MSH | MSH | 12S | Nursing 12S Medicine | Medicine | MASIMO | Radical-7 | 1000170902 | 2020-04-29 | 2774 | 2021-04-29 | Free item included with Root purchase
1055992 | Pulse CO-Oximeter | Pulse CO-Oximeter | Pulse CO-Oximeter | Active | MSH | MSH | 12N | Nursing 12N Medicine | 12th Floor - North Side | MASIMO | Radical-7 | 1000186463 | 2020-04-29 | 2774 | 2021-04-29 | Free item included with Root purchase
1055993 | Pulse CO-Oximeter | Pulse CO-Oximeter | Pulse CO-Oximeter | Active | MSH | MSH | 12S | Nursing 12S Medicine | Medicine | MASIMO | Radical-7 | 1000206453 | 2020-04-29 | 2774 | 2021-04-29 | Free item included with Root purchase
1055994 | Pulse CO-Oximeter | Pulse CO-Oximeter | Pulse CO-Oximeter | Active | MSH | MSH | 12S | Nursing 12S Medicine | Medicine | MASIMO | Radical-7 | 1000186446 | 2020-04-29 | 2774 | 2021-04-29 | Free item included with Root purchase
1055995 | Pulse CO-Oximeter | Pulse CO-Oximeter | Pulse CO-Oximeter | Active | MSH | MSH | 12S | Nursing 12S Medicine | Medicine | MASIMO | Radical-7 | 1000161289 | 2020-04-29 | 2774 | 2021-04-29 | Free item included with Root purchase
1055996 | Pulse CO-Oximeter | Pulse CO-Oximeter | Pulse CO-Oximeter | Active | MSH | MSH | 12S | Nursing 12S Medicine | Medicine | MASIMO | Radical-7 | 1000157434 | 2020-04-29 | 2774 | 2021-04-29 | Free item included with Root purchase
1055997 | Pulse CO-Oximeter | Pulse CO-Oximeter | Pulse CO-Oximeter | Active | MSH | MSH | 12S | Nursing 12S Medicine | Medicine | MASIMO | Radical-7 | 1000170667 | 2020-04-29 | 2774 | 2021-04-29 | Free item included with Root purchase
1055998 | Pulse CO-Oximeter | Pulse CO-Oximeter | Pulse CO-Oximeter | Active | MSH | MSH | 12S | Nursing 12S Medicine | Medicine | MASIMO | Radical-7 | 1000157435 | 2020-04-29 | 2774 | 2021-04-29 | Free item included with Root purchase
1055999 | Pulse CO-Oximeter | Pulse CO-Oximeter | Pulse CO-Oximeter | Active | MSH | MSH | 14N | Nursing 14N Surgery | Surgical SDU | MASIMO | Radical-7 | 1000170682 | 2020-04-29 | 2774 | 2021-04-29 | Free item included with Root purchase
1056000 | Pulse CO-Oximeter | Pulse CO-Oximeter | Pulse CO-Oximeter | Active | MSH | MSH | 16M | Mother & Baby | 16th Floor - Murray Side | MASIMO | Radical-7 | 1000170646 | 2020-04-29 | 2774 | 2021-04-29 | Free item included with Root purchase
1056001 | Pulse CO-Oximeter | Pulse CO-Oximeter | Pulse CO-Oximeter | Active | MSH | MSH | 14N | Nursing 14N Surgery | Surgical SDU | MASIMO | Radical-7 | 1000170696 | 2020-04-29 | 2774 | 2021-04-29 | Free item included with Root purchase
1056002 | Pulse CO-Oximeter | Pulse CO-Oximeter | Pulse CO-Oximeter | Active | MSH | MSH | 14N | Nursing 14N Surgery | Surgical SDU | MASIMO | Radical-7 | 1000170698 | 2020-04-29 | 2774 | 2021-04-29 | Free item included with Root purchase
1056003 | Pulse CO-Oximeter | Pulse CO-Oximeter | Pulse CO-Oximeter | Active | MSH | MSH | 14N | Nursing 14N Surgery | Surgical SDU | MASIMO | Radical-7 | 1000206444 | 2020-04-29 | 2774 | 2021-04-29 | Free item included with Root purchase
1056004 | Pulse CO-Oximeter | Pulse CO-Oximeter | Pulse CO-Oximeter | Active | MSH | MSH | 14N | Nursing 14N Surgery | Surgical SDU | MASIMO | Radical-7 | 1000170908 | 2020-04-29 | 2774 | 2021-04-29 | Free item included with Root purchase
1056005 | Pulse CO-Oximeter | Pulse CO-Oximeter | Pulse CO-Oximeter | Active | MSH | MSH | 14N | Nursing 14N Surgery | Surgical SDU | MASIMO | Radical-7 | 1000206438 | 2020-04-29 | 2774 | 2021-04-29 | Free item included with Root purchase
1056006 | Pulse CO-Oximeter | Pulse CO-Oximeter | Pulse CO-Oximeter | Active | MSH | MSH | 14N | Nursing 14N Surgery | Surgical SDU | MASIMO | Radical-7 | 1000170947 | 2020-04-29 | 2774 | 2021-04-29 | Free item included with Root purchase
1056007 | Pulse CO-Oximeter | Pulse CO-Oximeter | Pulse CO-Oximeter | Active | MSH | MSH | 14S | Nursing 14S Medicine | Medicine | MASIMO | Radical-7 | 1000206439 | 2020-04-29 | 2774 | 2021-04-29 | Free item included with Root purchase
1056008 | Pulse CO-Oximeter | Pulse CO-Oximeter | Pulse CO-Oximeter | Active | MSH | MSH | 14S | Nursing 14S Medicine | Medicine | MASIMO | Radical-7 | 1000170896 | 2020-04-29 | 2774 | 2021-04-29 | Free item included with Root purchase
1056009 | Pulse CO-Oximeter | Pulse CO-Oximeter | Pulse CO-Oximeter | Active | MSH | MSH | 14S | Nursing 14S Medicine | Medicine | MASIMO | Radical-7 | 1000170697 | 2020-04-29 | 2774 | 2021-04-29 | Can interface with RAM Dual Cable (for use with acoustic respiration sensors and SPO2 LNCS sensors) Free item included with Root purchase
1056010 | Pulse CO-Oximeter | Pulse CO-Oximeter | Pulse CO-Oximeter | Active | MSH | MSH | 14S | Nursing 14S Medicine | Medicine | MASIMO | Radical-7 | 1000198808 | 2020-04-29 | 2774 | 2021-04-29 | Free item included with Root purchase
1056011 | Pulse CO-Oximeter | Pulse CO-Oximeter | Pulse CO-Oximeter | Active | MSH | MSH | 14S | Nursing 14S Medicine | Medicine | MASIMO | Radical-7 | 1000172223 | 2020-04-29 | 2774 | 2021-04-29 | Free item included with Root purchase
1056012 | Pulse CO-Oximeter | Pulse CO-Oximeter | Pulse CO-Oximeter | Active | MSH | MSH | 14S | Nursing 14S Medicine | Medicine | MASIMO | Radical-7 | 1000157318 | 2020-04-29 | 2774 | 2021-04-29 | Free item included with Root purchase
1056013 | Pulse CO-Oximeter | Pulse CO-Oximeter | Pulse CO-Oximeter | Active | MSH | MSH | 14S | Nursing 14S Medicine | Medicine | MASIMO | Radical-7 | 1000157190 | 2020-04-29 | 2774 | 2021-04-29 | Free item included with Root purchase
1056014 | Pulse CO-Oximeter | Pulse CO-Oximeter | Pulse CO-Oximeter | Active | MSH | MSH | 14S | Nursing 14S Medicine | Medicine | MASIMO | Radical-7 | 1000176221 | 2020-04-29 | 2774 | 2021-04-29 | Free item included with Root purchase
1056030 | Warming Units, Patient, Forced-Air | Warming Units | Warming Units, Patient, Forced-Air | Active | MSH | MSH | 7 | SURGICAL SUITE (COMBINED WITH CYSTO) | OR | STRYKER CORP | MA1200-PM | 230453120 | 2024-01-08
1056035 | Display Monitor, Flat Panel | Display Monitor | Display Monitor, Flat Panel | Active | MSH | MSH | 3 | Emergency | EMERG - 3rd (Main) | Philips Healthcare | 989805710006 | MMT28AA00192641FB84202 | 2020-07-23 |  | 2021-07-23
1056037 | Tester | Tester | Tester | Active | MSH | MSH | 1 | Biomedical Engineering | Biomedical Engineering | Welch Allyn | 9600 Plus | 20250718 | 2020-07-22 | 0
1056040 | Monitors, Physiologic, Patient Transport | Monitors, Physiologic | Monitors, Physiologic, Patient Transport | Active | MSH | MSH | 5 | JDMI - Angio/Interventional | 5-Angio | Philips Healthcare | 866062 - MX450 | DE671J5079 | 2020-01-01 |  | 2021-01-01
1056041 | Monitors, Physiologic, Patient Transport | Monitors, Physiologic | Monitors, Physiologic, Patient Transport | Active | MSH | MSH | 5 | JDMI - Angio/Interventional | 5 - Angio | Philips Healthcare | 867030 - X3 | DE69488724 | 2019-08-20 |  | 2021-01-01 | Used with Transport incubator
1056055 | Radiographic/Fluoroscopic Systems, Angiography/Interventional | Radiographic/Fluoroscopic Systems | Radiographic/Fluoroscopic Systems, Angiography/Interventional | Active | MSH | MSH | 5 | JDMI - Angio/Interventional | MSH-5-506 | Philips Healthcare | Azurion 7 M20 | 1669/ Sys ID: 81256329 | 2020-08-10 |  | 2021-08-10 | The system software was upgraded from R1.2.3 to R2.2.3 and tested O.K on 28 March, 2022. The Philips W/O for the job is attached with this asset number. The 2 UPS’s for the X-Ray generator in both the Angio suites at MSH is been fed thru TX1 and TX2 panels in RM-535(room next to UPS room). These panels TX1 and TX2 are been fed from 5XRC in the electrical room on the 5th floor at MSH this power is on Emergency power. The power to the computers in both the rooms are coming from panel 5R1fed from 6DA and 5RE1 fed from DP-8DEB both are from Emergency power as well.
1056080 | Thermal Array Recorder Module | Physiologic Monitor Modules | Printer/Graphic Recorders | Active | MSH | MSH | 17U | NICU | NICU | Philips Healthcare | 866336 - M1116C | US61132177 | 2020-07-29 | 1575 | 2021-07-29
1056104 | Thermometers, Electronic, Infrared, Ear | Thermometers | Thermometers, Electronic, Infrared, Ear | Active | MSH | MSH | 16U | Biomedical Engineering | 16th Floor - University Side | B.BRAUN | PRO 6000 | 16920K62252 | 2020-08-06 |  | 2020-01-02 | Incoming Inspection. This device replaced asset 1050067.
1056114 | Server iX - Image Capture PACSgear | Server iX | Server iX | Active | MSH | MSH | 6 | Endoscopy | Endoscopy Room #1 | Hyland Software | PACSgear | DH3000844 | 2020-08-07
1056115 | Server iX - Image Capture PACSgear | Server iX | Server iX | Active | MSH | MSH | 6 | Endoscopy | Endoscopy Room #3 | Hyland Software | PACSgear | DH3000843 | 2020-08-10
1056116 | Server iX - Image Capture PACSgear | Server iX | Server iX | Active | MSH | MSH | 6 | Endoscopy | Endoscopy Room #4 | Hyland Software | PACSgear | DH2119237 | 2020-08-10
1056119 | Tester | Tester | Tester | Active | MSH | MSH | 1 | Biomedical Engineering | 1st Floor | FLUKE BIOMEDICAL | INCU II | 54080023 | 2017-02-02
1056125 | HYPO/HYPERTHERMIA UNITS | HYPO/HYPERTHERMIA UNITS | HYPO/HYPERTHERMIA UNITS | Active | MSH | MSH | 3 | Emergency | EMERGENCY | STRYKER CORP | 8001 - Altrix | 2019000100559 | 2020-08-12 | 19000 | 2021-07-01 | Needs to be disinfected before first use Clinical support line: 1-866-216-4851 available 24/7 Tammy Merrill Technical support line: 1-800-668-8323 8-6 M-F
1056127 | Transducer, Fetal Monitoring | Transducer | Transducer, Fetal Monitoring | Active | MSH | MSH | 15U | Obstetrical Suite (L&D) | 15th Floor - University Side | Philips Healthcare | M2736A | DE43389237 | 2017-08-11
1056132 | Transducer, Fetal Monitoring | Transducer | Transducer, Fetal Monitoring | Active | MSH | MSH | 15U | Obstetrical Suite (L&D) | 15th Floor - University Side | Philips Healthcare | M2736A | DE43389288 | 2017-08-11
1056136 | Scales, Patient, Platform, Electronic | Scales | Scales, Patient, Platform, Electronic | Active | MSH | MSH | 4 | Endoscopy | Rm 441 | not found |  | 597T014117 | 2020-08-13
1056137 | Power Systems, Uninterruptible | Power Systems | Power Systems, Uninterruptible | Active | MSH | MSH | 3 | Emergency | ER West closet | TRIPP LITE | Smart500RT1U | 3024BY0SM889301225 | 2020-03-20 | 461 | 2021-08-12
1056169 | VITAL SIGNS MONITORS | VITAL SIGNS MONITORS | VITAL SIGNS MONITORS | Active | MSH | IVF-Dundas | 7 | IVF Clinic | 7th Floor | Welch Allyn | 68MXXX-B | (21)100006592920 | 2020-08-19
1056170 | VITAL SIGNS MONITORS | VITAL SIGNS MONITORS | VITAL SIGNS MONITORS | Active | MSH | IVF-Dundas | 7 | IVF Clinic | 7th Floor | Welch Allyn | 68MXXX-B | (21) 100006582920 | 2020-08-20
1056171 | VITAL SIGNS MONITORS | VITAL SIGNS MONITORS | VITAL SIGNS MONITORS | Active | MSH | IVF-Dundas | 7 | IVF Clinic | 7th Floor | Welch Allyn | 68MXXX-B | (21)100006662920 | 2020-08-20
1056172 | VITAL SIGNS MONITORS | VITAL SIGNS MONITORS | VITAL SIGNS MONITORS | Active | MSH | IVF-Dundas | 7 | IVF Clinic | 7th Floor | Welch Allyn | 68MXXX-B | (21)100006312920 | 2020-08-20
1056173 | Humidifiers, Heated | Humidifiers | Humidifiers, Heated | Active | MSH | MSH | 18 | Respiratory Therapy | ICU 18th Floor | FISHER & PAYKEL MEDICAL INC | MR850JFC | 130415175202 | 2004-03-22 | 1601 | 2005-03-22 | This device was found but not in the database. Added to TMS.
1056178 | Sphygmomanometers, Aneroid | Sphygmomanometers | Sphygmomanometers, Aneroid | Active | MSH | MSH | 3 | Emergency | Emergency | Welch Allyn | 7670-01 | 200605095065 | 2020-08-20 |  | 2021-08-21 | Purchased for ED Trauma Phase 3A
1056179 | Sphygmomanometers, Aneroid | Sphygmomanometers | Sphygmomanometers, Aneroid | Active | MSH | MSH | 3 | Emergency | Emergency | Welch Allyn | 7670-01 | 200605093655 | 2020-08-20 |  | 2021-08-21 | Purchased for ED Trauma Phase 3A
1056180 | Sphygmomanometers, Aneroid | Sphygmomanometers | Sphygmomanometers, Aneroid | Active | MSH | MSH | 3 | Emergency | Emergency | Welch Allyn | 7670-01 | 200612084175 | 2020-08-20 |  | 2021-08-21 | Purchased for ED Trauma Phase 3A
1056181 | Sphygmomanometers, Aneroid | Sphygmomanometers | Sphygmomanometers, Aneroid | Active | MSH | MSH | 3 | Emergency | Emergency | Welch Allyn | 7670-01 | 200605092685 | 2020-08-20 |  | 2021-08-21 | Purchased for ED Trauma Phase 3A
1056182 | Sphygmomanometers, Aneroid | Sphygmomanometers | Sphygmomanometers, Aneroid | Active | MSH | MSH | 3 | Emergency | Emergency | Welch Allyn | 7670-01 | 200617160475 | 2020-08-20 |  | 2021-08-21 | Purchased for ED Trauma Phase 3A
1056183 | Sphygmomanometers, Aneroid | Sphygmomanometers | Sphygmomanometers, Aneroid | Active | MSH | MSH | 3 | Emergency | Emergency | Welch Allyn | 7670-01 | 200617155945 | 2020-08-20 |  | 2021-08-21 | Purchased for ED Trauma Phase 3A
1056184 | Printer/Graphic Recorders | Physiologic Monitor Modules | Printer/Graphic Recorders | Active | MSH | MSH | 3 | Emergency | Emergency | Philips Healthcare | 866336 - M1116C | US61130795 | 2020-08-21 |  | 2021-08-02 | Purchased for ED Trauma Phase 3A
1056185 | Printer/Graphic Recorders | Physiologic Monitor Modules | Printer/Graphic Recorders | Active | MSH | MSH | 3 | Emergency | Emergency | Philips Healthcare | 866336 - M1116C | US61130815 | 2020-08-21 |  | 2021-08-02 | Purchased for ED Trauma Phase 3A
1056186 | Printer/Graphic Recorders | Physiologic Monitor Modules | Printer/Graphic Recorders | Active | MSH | MSH | 3 | Emergency | Emergency | Philips Healthcare | 866336 - M1116C | US61130793 | 2020-08-21 |  | 2021-08-02 | Purchased for ED Trauma Phase 3A
1056187 | Printer/Graphic Recorders | Physiologic Monitor Modules | Printer/Graphic Recorders | Active | MSH | MSH | 3 | Emergency | Emergency | Philips Healthcare | 862120 - M3176C | US93128081 | 2020-08-18 |  | 2021-08-18 | Purchased for ED Trauma Phase 3A
1056188 | Sync Unit - New Gen ( black ) - 12 ports | Sync Unit | Sync Unit | Active | MSH | MSH | 18 | Nursing 11N Medicine | 18th Floor | Philips Healthcare | 866212 | SG63940844 | 2023-01-13 |  | 2024-02-06 | Service# 453564398251
1056189 | Sync Unit | Sync Unit | Sync Unit | Active | MSH | MSH | 3 | Emergency | ED SW Closet | Philips Healthcare | 866212 | SG63935126 | 2020-08-18 |  | 2021-08-18 | Located in ED Northwest closet. Purchased for ED Trauma Phase 3A.
1056190 | Monitors, Physiologic, Central Station | Monitors, Physiologic | Monitors, Physiologic, Central Station | Active | MSH | MSH | 3 | Emergency | Emergency | Philips Healthcare | 866424 - PIIC iXC | MXL02228KY | 2020-08-18 | 2755 | 2021-08-18 | ED Trauma Phase 3A
1056191 | Switch | Switch | Switch | Active | MSH | MSH | 3 | Emergency | ED NW Closet | Philips Healthcare | 866427 | FJC240518V3 | 2020-08-18 |  | 2021-08-18 | Ed Trauma Phase 3A
1056192 | Switch | Switch | Switch | Active | MSH | MSH | 3 | Emergency | ED NW Closet | Philips Healthcare | 866427 | FJC240518VM | 2020-08-18 |  | 2021-08-18 | Ed Trauma Phase 3A
1056194 | Transducer, TOCO | Transducer | Transducer, Fetal Monitoring | Active | MSH | MSH | 15U | Obstetrical Suite (L&D) | 15th Floor - University Side | Philips Healthcare | M2734B | DE43126501 | 2015-09-15
1056195 | Transducer, TOCO | Transducer | Transducer, Fetal Monitoring | Active | MSH | MSH | 15U | Obstetrical Suite (L&D) | 15th Floor - University Side | Philips Healthcare | M2734B | DE43126557 | 2015-09-15
1056196 | Transducer, TOCO | Transducer | Transducer, Fetal Monitoring | Active | MSH | MSH | 15U | Obstetrical Suite (L&D) | 15th Floor - University Side | Philips Healthcare | M2734B | DE01803452 | 2015-09-15
1056201 | Transducer, Fetal Monitoring | Transducer | Transducer, Fetal Monitoring | Active | MSH | MSH | 15U | Obstetrical Suite (L&D) | 15th Floor - University Side | Philips Healthcare | M2736A | DE43387846 | 2017-08-11
1056205 | PICiX Server iX - Physio Server # 3 | Server iX | Server iX | Active | MSH | MSH | 2 | Biomedical Engineering | MCR Stack # 14 | Philips Healthcare | 866424 | MXQ024043W | 2020-08-18 |  | 2021-08-18 | Physio Server # 3 MSHPHIIXPHY3 172.31.16.11
1056206 | PICiX Server iX - Physio Server # 2 | Server iX | Server iX | Active | MSH | MSH | 2 | Biomedical Engineering | MCR Stack # 15 | Philips Healthcare | 866424 | MXQ02502KC | 2020-08-18 |  | 2021-08-18 | Physio Server #2 MSHPHIIXPHY2 172.31.16.10
1056207 | PICiX Server iX - Physio Server # 1 | Server iX | Server iX | Active | MSH | MSH | 2 | Biomedical Engineering | MCR Stack # 16 | Philips Healthcare | 866424 | MXQ024045L | 2020-08-18 |  | 2021-08-18 | Physio Server 1 MSHPHIIXPHY1 172.31.16.9
1056209 | Monitors, Vital Signs | Monitors, Vital Signs | Monitors, Vital Signs | Active | MSH | MSH | 12N | Nursing 12N Medicine | 12th Floor - North Side | MASIMO | Root | 2000059625 | 2020-04-29
1056210 | Monitors, Vital Signs | Monitors, Vital Signs | Monitors, Vital Signs | Active | MSH | MSH | 10S | Nursing 10S Geriatrics | 10th Floor - South Side | MASIMO | Root | 2000059212 | 2020-04-29
1056211 | Monitors, Vital Signs | Monitors, Vital Signs | Monitors, Vital Signs | Active | MSH | MSH | 10S | Nursing 10S Geriatrics | 10th Floor - South Side | MASIMO | Root | 2000059063 | 2020-04-29
1056212 | Monitors, Vital Signs | Monitors, Vital Signs | Monitors, Vital Signs | Active | MSH | MSH | 10N | Nursing 10N Geriatrics | 10th Floor - North Side | MASIMO | Root | 2000059061 | 2020-04-29
1056213 | Monitors, Vital Signs | Monitors, Vital Signs | Monitors, Vital Signs | Active | MSH | MSH | 10N | Nursing 10N Geriatrics | 10th Floor - North Side | MASIMO | Root | 2000061674 | 2020-04-29
1056214 | Monitors, Vital Signs | Monitors, Vital Signs | Monitors, Vital Signs | Active | MSH | MSH | 10N | Nursing 10N Geriatrics | 10th Floor - North Side | MASIMO | Root | 2000059345 | 2020-04-29
1056215 | Monitors, Vital Signs | Monitors, Vital Signs | Monitors, Vital Signs | Active | MSH | 60MURR | 4 | Family Practice Clinic | 4th Floor | MASIMO | Root | 2000059064 | 2020-04-29 |  |  | 5/2/23 - Repurposed to ICU
1056216 | Monitors, Vital Signs | Monitors, Vital Signs | Monitors, Vital Signs | Active | MSH | MSH | 10N | Nursing 10N Geriatrics | 10th Floor - North Side | MASIMO | Root | 2000059109 | 2020-04-29
1056217 | Pulse CO-Oximeter | Pulse CO-Oximeter | Pulse CO-Oximeter | Active | MSH | MSH | 14S | Nursing 14S Medicine | 14th Floor - South Side | MASIMO | Radical-7 | 1000170669 | 2020-04-29 | 2774 | 2021-04-29 | Free item included with Root purchase
1056218 | Pulse CO-Oximeter | Pulse CO-Oximeter | Pulse CO-Oximeter | Active | MSH | MSH | 12N | Nursing 12N Medicine | 12th Floor - North Side | MASIMO | Radical-7 | 1000170664 | 2020-04-29 | 2774 | 2021-04-29 | Free item included with Root purchase
1056219 | Pulse CO-Oximeter | Pulse CO-Oximeter | Pulse CO-Oximeter | Active | MSH | MSH | 16N | Express Admission Unit | 16th Floor - North Side | MASIMO | Radical-7 | 1000186046 | 2020-04-29 | 2774 | 2021-04-29 | Free item included with Root purchase
1056220 | Pulse CO-Oximeter | Pulse CO-Oximeter | Pulse CO-Oximeter | Active | MSH | MSH | 16N | Express Admission Unit | 16th Floor - North Side | MASIMO | Radical-7 | 1000206570 | 2020-04-29 | 2774 | 2021-04-29 | Free item included with Root purchase
1056221 | Pulse CO-Oximeter | Pulse CO-Oximeter | Pulse CO-Oximeter | Active | MSH | MSH | 16N | Express Admission Unit | 16th Floor - North Side | MASIMO | Radical-7 | 1000186319 | 2020-04-29 | 2774 | 2021-04-29 | Free item included with Root purchase
1056222 | Pulse CO-Oximeter | Pulse CO-Oximeter | Pulse CO-Oximeter | Active | MSH | MSH | 16N | Express Admission Unit | 16th Floor - North Side | MASIMO | Radical-7 | 1000170904 | 2020-04-29 | 2774 | 2021-04-29 | Free item included with Root purchase
1056223 | Pulse CO-Oximeter | Pulse CO-Oximeter | Pulse CO-Oximeter | Active | MSH | MSH | 16N | Express Admission Unit | 16th Floor - North Side | MASIMO | Radical-7 | 1000186491 | 2020-04-29 | 2774 | 2021-04-29 | Free item included with Root purchase
1056224 | Pulse CO-Oximeter | Pulse CO-Oximeter | Pulse CO-Oximeter | Active | MSH | MSH | 16N | Express Admission Unit | 16th Floor - North Side | MASIMO | Radical-7 | 1000170694 | 2020-04-29 | 2774 | 2021-04-29 | Free item included with Root purchase
1056225 | Pulse CO-Oximeter | Pulse CO-Oximeter | Pulse CO-Oximeter | Active | MSH | MSH | 16N | Express Admission Unit | 16th Floor - North Side | MASIMO | Radical-7 | 1000157010 | 2020-04-29 | 2774 | 2021-04-29 | Free item included with Root purchase
1056226 | PICiX Server iX - Web Server | Server iX | Server iX | Active | MSH | MSH | 2 | Biomedical Engineering | MCR Stack # 17 | Philips Healthcare | 866424 | MXQ024046N | 2020-08-18 |  | 2021-08-18 | Web Server MSHPHIIXWEB 172.31.16.8
1056227 | PICiX Server iX - Primary Server | Server iX | Server iX | Active | MSH | MSH | 2 | Biomedical Engineering | MCR Stack # 18 | Philips Healthcare | 866424 | MXQ0240434 | 2020-08-18 |  | 2021-08-18 | Primary Server MSHPHIIXPRI 172.31.16.7
1056386 | Defibrillators, External, Automated | Defibrillators | Defibrillators, External, Automated | Active | MSH | MSH | 3 | Biomedical Engineering | Security Desk | ZOLL Canada | AED-3 | AX20E054554 | 2020-06-26 |  | 2026-06-26 | Warranty extended additional 2 years from registration
1056401 | Power Systems, Uninterruptible | Power Systems | Power Systems, Uninterruptible | Active | MSH | MSH | 17U | NICU | NICU | TRIPP LITE | Smart500RT1U | 2422AY0SM880800477 | 2012-03-21 | 367 | 2013-03-21 | Resus overview central, at NICU nursing station
1056402 | Monitors, Vital Signs | Monitors, Vital Signs | Monitors, Vital Signs | Active | MSH | MSH | 15M | Nursing 15 Murray/Antenatal | 15th Floor - Murray Side | MASIMO | Root | 2000129254 | 2020-06-10 |  | 2021-06-10
1056403 | Monitors, Vital Signs | Monitors, Vital Signs | Monitors, Vital Signs | Active | VAUG | VAUGH | VN | Wellness Centre | Vaughan Clinic | MASIMO | Root | 2000059313 | 2020-06-10 |  | 2021-06-10 | Redeployed to Vaughan clinic
1056404 | Monitors, Vital Signs | Monitors, Vital Signs | Monitors, Vital Signs | Active | MSH | MSH | 15M | Nursing 15 Murray/Antenatal | 15th Floor - Murray Side | MASIMO | Root | 2000059170 | 2020-06-10 |  | 2021-06-10
1056405 | Monitors, Vital Signs | Monitors, Vital Signs | Monitors, Vital Signs | Active | MSH | MSH | 15M | Nursing 15 Murray/Antenatal | 15th Floor - Murray Side | MASIMO | Root | 2000115565 | 2020-06-10 |  | 2021-06-10 | the Manufacturer Serial Number was 2000082096 in TMS, but when Ron from Masimo scan it, it shows 2000115565
1056406 | Pulse CO-Oximeter | Pulse CO-Oximeter | Pulse CO-Oximeter | Active | MSH | MSH | 15M | Nursing 15 Murray/Antenatal | 15th Floor - Murray Side | MASIMO | Radical-7 | 1000189619 | 2020-06-10 | 2774 | 2021-06-10 | Free item included with Root purchase
1056407 | Thermometers, Electronic | Thermometers | Thermometers, Electronic | Active | MSH | MSH | 10N | Nursing 10N Geriatrics | 10th Floor - North Side | Welch Allyn | Sure Temp Plus 901053 | (21) 20334955 | 2020-08-31 |  | 2022-08-31
1056408 | Pulse CO-Oximeter | Pulse CO-Oximeter | Pulse CO-Oximeter | Active | MSH | MSH | 15M | Obstetrical Suite (L&D) | 15th Floor - Murray Side | MASIMO | Radical-7 | 1000189546 | 2020-06-10 | 2774 | 2021-06-10 | Free item included with Root purchase
1056409 | Pulse CO-Oximeter | Pulse CO-Oximeter | Pulse CO-Oximeter | Active | MSH | MSH | 15M | Nursing 15 Murray/Antenatal | 15th Floor - Murray Side | MASIMO | Radical-7 | 1000189547 | 2020-06-10 | 2774 | 2021-06-10 | Free item included with Root purchase
1056410 | Pulse CO-Oximeter | Pulse CO-Oximeter | Pulse CO-Oximeter | Active | BH | BH | 4S | Bridgepoint | 4th Floor - South Side | MASIMO | Radical-7 | 1000189800 | 2020-06-10 | 2774 | 2021-06-10 | Free item included with Root purchase
1056411 | Thermometers, Electronic | Thermometers | Thermometers, Electronic | Active | MSH | MSH | 3 | Emergency | Emergency | Welch Allyn | Sure Temp Plus 901053 | (21) 20334801 | 2020-08-31 |  | 2022-08-31
1056413 | Thermometers, Electronic, Infrared, Ear | Thermometers | Thermometers, Electronic, Infrared, Ear | Active | MSH | MSH | 11S | Nursing 11S Medicine | 11th Floor - South Side | Cardinal Health Canada Inc | Genius 3 | N18770020 | 2020-09-08 |  | 2021-01-21 | Warranty exchange, replaced asset 1053046 Remaining warranty transferred
1056415 | Thermometers, Electronic | Thermometers | Thermometers, Electronic | Active | MSH | MSH | 3 | Emergency | Emergency | Welch Allyn | Sure Temp Plus 901053 | (21) 20334797 | 2020-08-31 |  | 2022-08-31
1056416 | Thermometers, Electronic | Thermometers | Thermometers, Electronic | Active | MSH | MSH | 3 | Emergency | ED Dentistry | Welch Allyn | Sure Temp Plus 901053 | (21) 20334783 | 2020-08-31 |  | 2022-09-08
1056417 | Thermometers, Electronic | Thermometers | Thermometers, Electronic | Active | MSH | MSH | 3 | Emergency | Emergency | Welch Allyn | Sure Temp Plus 901053 | (21) 20334786 | 2020-08-31 |  | 2022-09-08
1056420 | Monitors, Vital Signs | Monitors, Vital Signs | Monitors, Vital Signs | Active | MSH | MSH | 10N | Nursing 10N Geriatrics | Geriatrics | MASIMO | Root | 2000081688 | 2020-04-29 |  | 2021-04-29 | Electrical Safety - G: 61 mOhm, L: 80.1 uA 10N - 24
1056421 | Monitors, Vital Signs | Monitors, Vital Signs | Monitors, Vital Signs | Active | MSH | MSH | 10N | Nursing 10N Geriatrics | Geriatrics | MASIMO | Root | 2000082689 | 2020-04-29 |  | 2021-04-29 | Electrical Safety - G: 52 mOhm, L: 63.9 uA 10N - 25
1056422 | Monitors, Vital Signs | Monitors, Vital Signs | Monitors, Vital Signs | Active | MSH | MSH | 10N | Nursing 10N Geriatrics | Geriatrics | MASIMO | Root | 2000081652 | 2020-04-29 |  | 2021-04-29 | Configured to use with Masimo Patient SafetyNet (10-10) Electrical Safety - G: 51 mOhm, L: 81.7 uA 10N - 23
1056423 | Monitors, Vital Signs | Monitors, Vital Signs | Monitors, Vital Signs | Active | MSH | MSH | 12N | Nursing 12N Medicine | 12th Floor - North Side | MASIMO | Root | 2000081632 | 2020-04-29 |  | 2021-04-29 | Configured to use with Masimo Patient SafetyNet (10-8) Electrical Safety - G: 51 mOhm, L: 83.6 uA 10N - 26
1056424 | Monitors, Vital Signs | Monitors, Vital Signs | Monitors, Vital Signs | Active | MSH | MSH | 10N | Nursing 10N Geriatrics | Geriatrics | MASIMO | Root | 2000081801 | 2020-04-29 |  | 2021-04-29 | Electrical Safety - G: 50 mOhm, L: 66.1 uA 10N - 22
1056425 | Monitors, Vital Signs | Monitors, Vital Signs | Monitors, Vital Signs | Active | MSH | MSH | 10N | Nursing 10N Geriatrics | Geriatrics | MASIMO | Root | 2000081751 | 2020-04-29 |  | 2021-04-29 | Electrical Safety - G: 52 mOhm, L: 56.0 uA 10N - 19
1056426 | Monitors, Vital Signs | Monitors, Vital Signs | Monitors, Vital Signs | Active | MSH | MSH | 10N | Nursing 10N Geriatrics | Geriatrics | MASIMO | Root | 2000081707 | 2020-04-29 |  | 2021-04-29 | Configured to use with Masimo Patient SafetyNet (10-7) Electrical Safety - G: 45 mOhm, L: 60.5 uA 10N - 20
1056427 | Monitors, Vital Signs | Monitors, Vital Signs | Monitors, Vital Signs | Active | MSH | MSH | 10N | Nursing 10N Geriatrics | Geriatrics | MASIMO | Root | 2000082571 | 2020-04-29 |  | 2021-04-29 | Electrical Safety - G: 47 mOhm, L: 59.6 uA 10N - 21
1056428 | Monitors, Vital Signs | Monitors, Vital Signs | Monitors, Vital Signs | Active | MSH | MSH | 12S | Nursing 12S Medicine | Medicine | MASIMO | Root | 2000065327 | 2020-04-29 |  | 2021-04-29 | Electrical Safety - G: 45 mOhm, L: 77.9 uA 10S - 20
1056429 | Monitors, Vital Signs | Monitors, Vital Signs | Monitors, Vital Signs | Active | MSH | MSH | 10S | Nursing 10S Geriatrics | Geriatrics | MASIMO | Root | 2000065395 | 2020-04-29 |  | 2021-04-29 | Electrical Safety - G: 51 mOhm, L: 65.3 uA 10S - 21
1056430 | Monitors, Vital Signs | Monitors, Vital Signs | Monitors, Vital Signs | Active | MSH | MSH | 12N | Nursing 12N Medicine | 12th Floor - North Side | MASIMO | Root | 2000065290 | 2020-04-29 |  | 2021-04-29 | Electrical Safety - G: 46 mOhm, L: 58.0 uA 10S - 24
1056431 | Monitors, Vital Signs | Monitors, Vital Signs | Monitors, Vital Signs | Active | MSH | MSH | 12S | Nursing 12S Medicine | Medicine | MASIMO | Root | 2000059117 | 2020-04-29 |  | 2021-04-29 | Electrical Safety - G: 48 mOhm, L: 56.4 uA 10S - 25
1056432 | Monitors, Vital Signs | Monitors, Vital Signs | Monitors, Vital Signs | Active | MSH | MSH | 12N | Nursing 12N Medicine | 12th Floor - North Side | MASIMO | Root | 2000059626 | 2020-04-29 |  | 2021-04-29 | Electrical Safety - G: 52 mOhm, L: 55.1 uA 10S - 23
1056433 | Monitors, Vital Signs | Monitors, Vital Signs | Monitors, Vital Signs | Active | MSH | MSH | 10S | Nursing 10S Geriatrics | Geriatrics | MASIMO | Root | 2000059704 | 2020-04-29 |  | 2021-04-29 | Electrical Safety - G: 46 mOhm, L: 74.1 uA 10S - 22
1056434 | Monitors, Vital Signs | Monitors, Vital Signs | Monitors, Vital Signs | Active | MSH | MSH | 11N | Nursing 11N Medicine | Medicine | MASIMO | Root | 2000059089 | 2020-04-29 |  | 2021-04-29 | Electrical Safety - G: 48 mOhm, L: 58.9 uA 11N - 25
1056435 | Monitors, Vital Signs | Monitors, Vital Signs | Monitors, Vital Signs | Active | MSH | MSH | 11S | Nursing 11S Medicine | 11th Floor - South Side | MASIMO | Root | 2000065371 | 2020-04-29 |  | 2021-04-29 | Electrical Safety - G: 49 mOhm, L: 65.7 uA 11N - 24 1117
1056436 | Monitors, Vital Signs | Monitors, Vital Signs | Monitors, Vital Signs | Active | MSH | MSH | 11N | Nursing 11N Medicine | Medicine | MASIMO | Root | 2000059062 | 2020-04-29 |  | 2021-04-29 | Electrical Safety - G: 49 mOhm, L: 65.6 uA 11N - 23
1056437 | Monitors, Vital Signs | Monitors, Vital Signs | Monitors, Vital Signs | Active | MSH | MSH | 11N | Nursing 11N Medicine | Medicine | MASIMO | Root | 2000059645 | 2020-04-29 |  | 2021-04-29 | Electrical Safety - G: 47 mOhm, L: 65.5 uA 11N - 22 1121 B
1056438 | Monitors, Vital Signs | Monitors, Vital Signs | Monitors, Vital Signs | Active | MSH | MSH | 11N | Nursing 11N Medicine | Medicine | MASIMO | Root | 2000065295 | 2020-04-29 |  | 2021-04-29 | Electrical Safety - G: 52 mOhm, L: 61.1 uA 11N - 21
1056439 | Monitors, Vital Signs | Monitors, Vital Signs | Monitors, Vital Signs | Active | MSH | MSH | 11N | Nursing 11N Medicine | Medicine | MASIMO | Root | 2000065306 | 2020-04-29 |  | 2021-04-29 | Electrical Safety - G: 50 mOhm, L: 82.8 uA 11N - 20 1116 B
1056440 | Monitors, Vital Signs | Monitors, Vital Signs | Monitors, Vital Signs | Active | MSH | MSH | 11N | Nursing 11N Medicine | Medicine | MASIMO | Root | 2000059669 | 2020-04-29 |  | 2021-04-29 | Electrical Safety - G: 51 mOhm, L: 84.6 uA 11N - 19
1056441 | Monitors, Vital Signs | Monitors, Vital Signs | Monitors, Vital Signs | Active | MSH | MSH | 4 | Pulmonary Function | PFT | MASIMO | Root | 2000175787 | 2020-04-29 |  | 2021-04-29 | Electrical Safety - G: 55 mOhm, L: 86.6 uA 11N - 26
1056442 | Monitors, Vital Signs | Monitors, Vital Signs | Monitors, Vital Signs | Active | MSH | MSH | 11S | Nursing 11S Medicine | Medicine | MASIMO | Root | 2000065399 | 2020-04-29 |  | 2021-04-29 | Configured to use with Masimo Patient SafetyNet (11-2) Electrical Safety - G: 51 mOhm, L: 83.4 uA 11S - 20
1056443 | Monitors, Vital Signs | Monitors, Vital Signs | Monitors, Vital Signs | Active | MSH | MSH | 11S | Nursing 11S Medicine | Medicine | MASIMO | Root | 2000060523 | 2020-04-29 |  | 2021-04-29 | Electrical Safety - G: 51 mOhm, L: 83.4 uA 11S - 17
1056444 | Monitors, Vital Signs | Monitors, Vital Signs | Monitors, Vital Signs | Active | MSH | MSH | 11S | Nursing 11S Medicine | Medicine | MASIMO | Root | 2000083607 | 2020-04-29 |  | 2021-04-29 | Electrical Safety - G: 62 mOhm, L: 81.5 uA 11S - 21 Replaced unit, Old SN 2000059556, New SN 2000083607 Mar 3, 2021
1056445 | Monitors, Vital Signs | Monitors, Vital Signs | Monitors, Vital Signs | Active | MSH | MSH | 11S | Nursing 11S Medicine | Medicine | MASIMO | Root | 2000061432 | 2020-04-29 |  | 2021-04-29 | Electrical Safety - G: 52mOhm, L: 65.5uA 11S - 25
1056446 | Monitors, Vital Signs | Monitors, Vital Signs | Monitors, Vital Signs | Active | MSH | MSH | 11S | Nursing 11S Medicine | Medicine | MASIMO | Root | 2000020707 | 2020-04-29 |  | 2021-04-29 | Electrical Safety - G: 59mOhm, L: 82.5uA 11S - 24
1056447 | Monitors, Vital Signs | Monitors, Vital Signs | Monitors, Vital Signs | Active | MSH | MSH | 11S | Nursing 11S Medicine | Medicine | MASIMO | Root | 2000059058 | 2020-04-29 |  | 2021-04-29 | Electrical Safety - G: 55mOhm, L: 66.1uA 11S - 23
1056448 | Monitors, Vital Signs | Monitors, Vital Signs | Monitors, Vital Signs | Active | MSH | MSH | 11S | Nursing 11S Medicine | Medicine | MASIMO | Root | 2000065283 | 2020-04-29 |  | 2021-04-29 | Electrical Safety - G: 57mOhm, L: 66.1uA 11S - 22
1056449 | Monitors, Vital Signs | Monitors, Vital Signs | Monitors, Vital Signs | Active | MSH | MSH | 16M | Mother & Baby | 16th Floor - Murray Side | MASIMO | Root | 2000116448 | 2020-04-29 |  | 2021-04-29 | Electrical Safety - G: 55mOhm, L: 65.4uA 11S - 26 Replaced, Old SN 2000059205, New SN 2000116448 Mar 01, 2021
1056450 | Monitors, Vital Signs | Monitors, Vital Signs | Monitors, Vital Signs | Active | MSH | MSH | 11S | Nursing 11S Medicine | Medicine | MASIMO | Root | 2000184489 | 2020-04-29 |  | 2021-04-29 | Electrical Safety - G: 53mOhm, L: 74.7uA 11S - 19
1056451 | Monitors, Vital Signs | Monitors, Vital Signs | Monitors, Vital Signs | Active | MSH | MSH | 11S | Nursing 11S Medicine | Medicine | MASIMO | Root | 2000158311 | 2020-04-29 |  | 2021-04-29 | Electrical Safety - G: 53mOhm, L: 80.2uA 11S - 18
1056452 | Monitors, Vital Signs | Monitors, Vital Signs | Monitors, Vital Signs | Active | MSH | MSH | 11S | Nursing 11S Medicine | Medicine | MASIMO | Root | 2000059060 | 2020-04-29 |  | 2021-04-29 | Electrical Safety - G: 51mOhm, L: 67.3uA 11S - 16
1056453 | Monitors, Vital Signs | Monitors, Vital Signs | Monitors, Vital Signs | Active | MSH | MSH | 11S | Nursing 11S Medicine | 11th Floor - South Side | MASIMO | Root | 2000059068 | 2020-04-29 |  | 2021-04-29 | Configured to use with Masimo Patient SafetyNet (11-1) Electrical Safety - G: 58mOhm, L: 87uA 11S - 15 May 7, 202021- Moved to 15M for high flow patients (15-305)
1056454 | Monitors, Vital Signs | Monitors, Vital Signs | Monitors, Vital Signs | Active | MSH | MSH | 14N | Nursing 14N Surgery | Surgical SDU | MASIMO | Root | 2000059655 | 2020-04-29 |  | 2021-04-29 | Electrical Safety - G: 57mOhm, L: 83uA 14N - 10
1056455 | Monitors, Vital Signs | Monitors, Vital Signs | Monitors, Vital Signs | Active | MSH | MSH | 14N | Nursing 14N Surgery | Surgical SDU | MASIMO | Root | 2000160183 | 2020-04-29 |  | 2021-04-29 | Electrical Safety - G: 53mOhm, L: 66.9uA 14N - 12 Old SN.2000059662 New SN. 2000160183, 28.03.2023
1056456 | Monitors, Vital Signs | Monitors, Vital Signs | Monitors, Vital Signs | Active | MSH | MSH | 14N | Nursing 14N Surgery | Surgical SDU | MASIMO | Root | 2000150409 | 2020-04-29 |  | 2021-04-29 | Electrical Safety - G: 54mOhm, L: 66.9uA 14N - 9
1056457 | Monitors, Vital Signs | Monitors, Vital Signs | Monitors, Vital Signs | Active | MSH | MSH | 14N | Nursing 14N Surgery | Surgical SDU | MASIMO | Root | 2000061641 | 2020-04-29 |  | 2021-04-29 | Electrical Safety - G: 56mOhm, L: 82.3uA 14N - 11
1056458 | Monitors, Vital Signs | Monitors, Vital Signs | Monitors, Vital Signs | Active | MSH | 60MURR | 4 | Family Practice Clinic | 4th Floor | MASIMO | Root | 2000059673 | 2020-04-29 |  | 2021-04-29 | Electrical Safety - G: 54mOhm, L: 81.2uA 14N - 13 5/2/23 - Repurposed to ICU
1056459 | Monitors, Vital Signs | Monitors, Vital Signs | Monitors, Vital Signs | Active | MSH | MSH | 14N | Nursing 14N Surgery | Surgical SDU | MASIMO | Root | 2000059114 | 2020-04-29 |  | 2021-04-29 | Configured to use with Masimo Patient SafetyNet (14-5) Electrical Safety - G: 53mOhm, L: 68.7 14N - 18
1056460 | Monitors, Vital Signs | Monitors, Vital Signs | Monitors, Vital Signs | Active | MSH | MSH | 14N | Nursing 14N Surgery | Surgical SDU | MASIMO | Root | 2000059110 | 2020-04-29 |  | 2021-04-29 | Electrical Safety - G: 54mOhm, L: 82.9uA 14N - 20
1056461 | Monitors, Vital Signs | Monitors, Vital Signs | Monitors, Vital Signs | Active | MSH | MSH | 12N | Nursing 12N Medicine | 12th Floor - North Side | MASIMO | Root | 2000061643 | 2020-04-29 |  | 2021-04-29 | Electrical Safety - G: 54mOhm, L: 73uA 14N - 16
1056462 | Monitors, Vital Signs | Monitors, Vital Signs | Monitors, Vital Signs | Active | MSH | MSH | 14N | Nursing 14N Surgery | Surgical SDU | MASIMO | Root | 2000139920 | 2020-04-29 |  | 2021-04-29 | Electrical Safety - G: 54mOhm, L: 68.5uA 14N - 14
1056463 | Monitors, Vital Signs | Monitors, Vital Signs | Monitors, Vital Signs | Active | MSH | MSH | 14N | Nursing 14N Surgery | Surgical SDU | MASIMO | Root | 2000065397 | 2020-04-29 |  | 2021-04-29 | Configured to use with Masimo Patient SafetyNet (14-4) Electrical Safety - G: 53mOhm, L: 67uA 14N - 22
1056464 | Monitors, Vital Signs | Monitors, Vital Signs | Monitors, Vital Signs | Active | MSH | MSH | 16N | 16N Med/Surg Temp Surge | Surge | MASIMO | Root | 2000059534 | 2020-04-29 |  | 2021-04-29 | Electrical Safety - G: 53mOhm, L: 69.4uA 14N - 17 Nov 12/24 - moved to 16N Surge
1056466 | Monitors, Vital Signs | Monitors, Vital Signs | Monitors, Vital Signs | Active | MSH | MSH | 14N | Nursing 14N Surgery | Surgical SDU | MASIMO | Root | 2000174350 | 2020-04-29 |  | 2021-04-29 | Electrical Safety - G: 53mOhm, L: 70.3uA 14N - 19
1056467 | Monitors, Vital Signs | Monitors, Vital Signs | Monitors, Vital Signs | Active | MSH | MSH | 14N | Nursing 14N Surgery | Surgical SDU | MASIMO | Root | 2000059051 | 2020-04-29 |  | 2021-04-29 | Electrical Safety - G: 54mOhm, L: 83.2uA 14N - 21
1056468 | Monitors, Vital Signs | Monitors, Vital Signs | Monitors, Vital Signs | Active | MSH | MSH | 14N | Nursing 14N Surgery | Surgical SDU | MASIMO | Root | 2000065384 | 2020-04-29 |  | 2021-04-29 | Electrical Safety - G: 53mOhm, L: 87.3uA 14N - 23
1056469 | Monitors, Vital Signs | Monitors, Vital Signs | Monitors, Vital Signs | Active | MSH | MSH | 12S | Nursing 12S Medicine | 12th Floor - South Side | MASIMO | Root | 2000065293 | 2020-04-29 |  | 2021-04-29 | Electrical Safety - G: 52mOhm, L: 67uA 14N - 25
1056470 | Monitors, Vital Signs | Monitors, Vital Signs | Monitors, Vital Signs | Active | MSH | MSH | 14N | Nursing 14N Surgery | Surgical SDU | MASIMO | Root | 2000016412 | 2020-04-29 |  | 2021-04-29 | Configured to use with Masimo Patient SafetyNet (14-6) Electrical Safety - G: 53mOhm, L: 70.8uA 14N - 24
1056471 | Monitors, Vital Signs | Monitors, Vital Signs | Monitors, Vital Signs | Active | MSH | MSH | 14S | Nursing 14S Medicine | Medicine | MASIMO | Root | 2000059091 | 2020-04-29 |  | 2021-04-29 | Electrical Safety - G: 60mOhm, L: 69.2uA 14S - 26
1056472 | Monitors, Vital Signs | Monitors, Vital Signs | Monitors, Vital Signs | Active | MSH | MSH | 9 | Nursing 9S Psychiatry | 9S Psychiatry | MASIMO | Root | 2000059206 | 2020-04-29 |  | 2021-04-29 | Electrical Safety - G: 54mOhm, L: 77.8uA 14S - 25
1056473 | Monitors, Vital Signs | Monitors, Vital Signs | Monitors, Vital Signs | Active | MSH | MSH | 14S | Nursing 14S Medicine | Medicine | MASIMO | Root | 2000162338 | 2020-04-29 |  | 2021-04-29 | Electrical Safety - G: 54mOhm, L: 141.8uA 14S - 24 old sn.2000065392 replaced with new sn.2000162338 at 04.Nov.2024
1056474 | Monitors, Vital Signs | Monitors, Vital Signs | Monitors, Vital Signs | Active | MSH | MSH | 14S | Nursing 14S Medicine | Medicine | MASIMO | Root | 2000059703 | 2020-04-29 |  | 2021-04-29 | Electrical Safety - G: 52mOhm, L: 142.9uA 14S - 23
1056475 | Monitors, Vital Signs | Monitors, Vital Signs | Monitors, Vital Signs | Active | MSH | MSH | 14S | Nursing 14S Medicine | Medicine | MASIMO | Root | 2000115594 | 2020-04-29 |  | 2021-04-29 | Configured to use with Masimo Patient SafetyNet (14-2) Electrical Safety - G: 68mOhm, L: 179.5uA 14S - 22
1056476 | Monitors, Vital Signs | Monitors, Vital Signs | Monitors, Vital Signs | Active | MSH | MSH | 14S | Nursing 14S Medicine | Medicine | MASIMO | Root | 2000185111 | 2020-04-29 |  | 2021-04-29 | Electrical Safety - G: 59mOhm, L: 169.8uA 14S - 2 Original unit sn 2000061673 defective Replaced on Feb 2, 2024 by sn 2000185111
1056477 | Monitors, Vital Signs | Monitors, Vital Signs | Monitors, Vital Signs | Active | MSH | MSH | 14S | Nursing 14S Medicine | Medicine | MASIMO | Root | 2000065398 | 2020-04-29 |  | 2021-04-29 | Electrical Safety - G: 60mOhm, L: 69.2uA 14S - 20
1056478 | Pulse CO-Oximeter | Pulse CO-Oximeter | Pulse CO-Oximeter | Active | MSH | MSH | 10N | Nursing 10N Geriatrics | Geriatrics | MASIMO | Radical-7 | 1000170891 | 2020-04-29 | 2774 | 2021-04-29 | Free item included with Root purchase
1056479 | Pulse CO-Oximeter | Pulse CO-Oximeter | Pulse CO-Oximeter | Active | MSH | MSH | 10N | Nursing 10N Geriatrics | Geriatrics | MASIMO | Radical-7 | 1000186483 | 2020-04-29 | 2774 | 2021-04-29 | Free item included with Root purchase
1056480 | Pulse CO-Oximeter | Pulse CO-Oximeter | Pulse CO-Oximeter | Active | MSH | MSH | 10N | Nursing 10N Geriatrics | Geriatrics | MASIMO | Radical-7 | 1000206472 | 2020-04-29 | 2774 | 2021-04-29 | Free item included with Root purchase
1056481 | Pulse CO-Oximeter | Pulse CO-Oximeter | Pulse CO-Oximeter | Active | MSH | MSH | 10N | Nursing 10N Geriatrics | Geriatrics | MASIMO | Radical-7 | 1000170945 | 2020-04-29 | 2774 | 2021-04-29 | Free item included with Root purchase
1056482 | Pulse CO-Oximeter | Pulse CO-Oximeter | Pulse CO-Oximeter | Active | MSH | MSH | 10N | Nursing 10N Geriatrics | Geriatrics | MASIMO | Radical-7 | 1000157203 | 2020-04-29 | 2774 | 2021-04-29 | Free item included with Root purchase
1056484 | Pulse CO-Oximeter | Pulse CO-Oximeter | Pulse CO-Oximeter | Active | MSH | MSH | 10N | Nursing 10N Geriatrics | Geriatrics | MASIMO | Radical-7 | 1000170915 | 2020-04-29 | 2774 | 2021-04-29 | Free item included with Root purchase
1056485 | Pulse CO-Oximeter | Pulse CO-Oximeter | Pulse CO-Oximeter | Active | MSH | MSH | 10N | Nursing 10N Geriatrics | Geriatrics | MASIMO | Radical-7 | 1000170901 | 2020-04-29 | 2774 | 2021-04-29 | Free item included with Root purchase
1056486 | Pulse CO-Oximeter | Pulse CO-Oximeter | Pulse CO-Oximeter | Active | MSH | MSH | 12S | Nursing 12S Medicine | Medicine | MASIMO | Radical-7 | 1000206551 | 2020-04-29 | 2774 | 2021-04-29 | Free item included with Root purchase
1056487 | Pulse CO-Oximeter | Pulse CO-Oximeter | Pulse CO-Oximeter | Active | MSH | MSH | 10S | Nursing 10S Geriatrics | Geriatrics | MASIMO | Radical-7 | 1000170876 | 2020-04-29 | 2774 | 2021-04-29 | Free item included with Root purchase
1056488 | Pulse CO-Oximeter | Pulse CO-Oximeter | Pulse CO-Oximeter | Active | MSH | MSH | 12N | Nursing 12N Medicine | 12th Floor - North Side | MASIMO | Radical-7 | 1000186485 | 2020-04-29 | 2774 | 2021-04-29 | Free item included with Root purchase
1056489 | Pulse CO-Oximeter | Pulse CO-Oximeter | Pulse CO-Oximeter | Active | MSH | MSH | 12S | Nursing 12S Medicine | Medicine | MASIMO | Radical-7 | 1000186497 | 2020-04-29 | 2774 | 2021-04-29 | Free item included with Root purchase
1056490 | Pulse CO-Oximeter | Pulse CO-Oximeter | Pulse CO-Oximeter | Active | MSH | MSH | 12N | Nursing 12N Medicine | 12th Floor - North Side | MASIMO | Radical-7 | 1000170695 | 2020-04-29 | 2774 | 2021-04-29 | Free item included with Root purchase
1056491 | Pulse CO-Oximeter | Pulse CO-Oximeter | Pulse CO-Oximeter | Active | MSH | MSH | 12N | Nursing 12N Medicine | 12th Floor - North Side | MASIMO | Radical-7 | 1000170658 | 2020-04-29 | 2774 | 2021-04-29 | Free item included with Root purchase
1056492 | Pulse CO-Oximeter | Pulse CO-Oximeter | Pulse CO-Oximeter | Active | MSH | MSH | 11N | Nursing 11N Medicine | Medicine | MASIMO | Radical-7 | 1000186508 | 2020-04-29 | 2774 | 2021-04-29 | Free item included with Root purchase
1056493 | Pulse CO-Oximeter | Pulse CO-Oximeter | Pulse CO-Oximeter | Active | MSH | MSH | 11S | Nursing 11S Medicine | 11th Floor - South Side | MASIMO | Radical-7 | 1000186417 | 2020-04-29 | 2774 | 2021-04-29 | Free item included with Root purchase
1056494 | Pulse CO-Oximeter | Pulse CO-Oximeter | Pulse CO-Oximeter | Active | MSH | MSH | 15M | Nursing 15 Murray/Antenatal | 15th Floor - Murray Side | MASIMO | Radical-7 | 1000206450 | 2020-04-29 | 2774 | 2021-04-29 | Free item included with Root purchase
1056495 | Pulse CO-Oximeter | Pulse CO-Oximeter | Pulse CO-Oximeter | Active | MSH | MSH | 11N | Nursing 11N Medicine | Medicine | MASIMO | Radical-7 | 1000170944 | 2020-04-29 | 2774 | 2021-04-29 | Free item included with Root purchase
1056496 | Pulse CO-Oximeter | Pulse CO-Oximeter | Pulse CO-Oximeter | Active | MSH | MSH | 11N | Nursing 11N Medicine | Medicine | MASIMO | Radical-7 | 1000170929 | 2020-04-29 | 2774 | 2021-04-29 | Free item included with Root purchase
1056497 | Pulse CO-Oximeter | Pulse CO-Oximeter | Pulse CO-Oximeter | Active | MSH | MSH | 11N | Nursing 11N Medicine | Medicine | MASIMO | Radical-7 | 1000206448 | 2020-04-29 | 2774 | 2021-04-29 | Free item included with Root purchase
1056498 | Pulse CO-Oximeter | Pulse CO-Oximeter | Pulse CO-Oximeter | Active | MSH | MSH | 11N | Nursing 11N Medicine | Medicine | MASIMO | Radical-7 | 1000186486 | 2020-04-29 | 2774 | 2021-04-29 | Free item included with Root purchase
1056499 | Pulse CO-Oximeter | Pulse CO-Oximeter | Pulse CO-Oximeter | Active | MSH | MSH | 4 | Pulmonary Function | PFT | MASIMO | Radical-7 | 1000170643 | 2020-04-29 | 2774 | 2021-04-29 | Free item included with Root purchase
1056500 | Pulse CO-Oximeter | Pulse CO-Oximeter | Pulse CO-Oximeter | Active | MSH | MSH | 11S | Nursing 11S Medicine | Medicine | MASIMO | Radical-7 | 1000169432 | 2020-04-29 | 2774 | 2021-04-29 | Can interface with RAM Dual Cable (for use with acoustic respiration sensors and SPO2 LNCS sensors) Free item included with Root purchase
1056501 | Pulse CO-Oximeter | Pulse CO-Oximeter | Pulse CO-Oximeter | Active | MSH | MSH | 11S | Nursing 11S Medicine | Medicine | MASIMO | Radical-7 | 1000206615 | 2020-04-29 | 2774 | 2021-04-29 | Free item included with Root purchase
1056502 | Pulse CO-Oximeter | Pulse CO-Oximeter | Pulse CO-Oximeter | Active | MSH | MSH | 11S | Nursing 11S Medicine | Medicine | MASIMO | Radical-7 | 1000315929 | 2020-04-29 | 2774 | 2021-04-29 | Free item included with Root purchase
1056503 | Pulse CO-Oximeter | Pulse CO-Oximeter | Pulse CO-Oximeter | Active | MSH | MSH | 11S | Nursing 11S Medicine | Medicine | MASIMO | Radical-7 | 1000206456 | 2020-04-29 | 2774 | 2021-04-29 | Free item included with Root purchase
1056504 | Pulse CO-Oximeter | Pulse CO-Oximeter | Pulse CO-Oximeter | Active | MSH | MSH | 11S | Nursing 11S Medicine | Medicine | MASIMO | Radical-7 | 1000206550 | 2020-04-29 | 2774 | 2021-04-29 | Free item included with Root purchase
1056505 | Pulse CO-Oximeter | Pulse CO-Oximeter | Pulse CO-Oximeter | Active | MSH | MSH | 9 | Nursing 9S Psychiatry | 9S Psychiatry | MASIMO | Radical-7 | 1000186511 | 2020-04-29 | 2774 | 2021-04-29 | Free item included with Root purchase
1056506 | Pulse CO-Oximeter | Pulse CO-Oximeter | Pulse CO-Oximeter | Active | MSH | MSH | 11S | Nursing 11S Medicine | Medicine | MASIMO | Radical-7 | 1000157396 | 2020-04-29 | 2774 | 2021-04-29 | Can interface with RAM Dual Cable (for use with acoustic respiration sensors and SPO2 LNCS sensors) Free item included with Root purchase
1056507 | Pulse CO-Oximeter | Pulse CO-Oximeter | Pulse CO-Oximeter | Active | MSH | MSH | 16M | Mother & Baby | 16th Floor - Murray Side | MASIMO | Radical-7 | 1000157464 | 2020-04-29 | 2774 | 2021-04-29 | Free item included with Root purchase
1056508 | Pulse CO-Oximeter | Pulse CO-Oximeter | Pulse CO-Oximeter | Active | MSH | MSH | 11S | Nursing 11S Medicine | Medicine | MASIMO | Radical-7 | 1000186441 | 2020-04-29 | 2774 | 2021-04-29 | Free item included with Root purchase
1056509 | Pulse CO-Oximeter | Pulse CO-Oximeter | Pulse CO-Oximeter | Active | MSH | MSH | 11S | Nursing 11S Medicine | Medicine | MASIMO | Radical-7 | 1000206458 | 2020-04-29 | 2774 | 2021-04-29 | Free item included with Root purchase
1056510 | Pulse CO-Oximeter | Pulse CO-Oximeter | Pulse CO-Oximeter | Active | MSH | MSH | 11S | Nursing 11S Medicine | Medicine | MASIMO | Radical-7 | 1000186315 | 2020-04-29 | 2774 | 2021-04-29 | Free item included with Root purchase
1056511 | Pulse CO-Oximeter | Pulse CO-Oximeter | Pulse CO-Oximeter | Active | MSH | MSH | 11S | Nursing 11S Medicine | 11th Floor - South Side | MASIMO | Radical-7 | 1000170665 | 2020-04-29 | 2774 | 2021-04-29 | Can interface with RAM Dual Cable (for use with acoustic respiration sensors and SPO2 LNCS sensors) Free item included with Root purchase
1056512 | Pulse CO-Oximeter | Pulse CO-Oximeter | Pulse CO-Oximeter | Active | MSH | MSH | 12N | Nursing 12N Medicine | 12th Floor - North Side | MASIMO | Radical-7 | 1000186466 | 2020-04-29 | 2774 | 2021-04-29 | Free item included with Root purchase
1056513 | Pulse CO-Oximeter | Pulse CO-Oximeter | Pulse CO-Oximeter | Active | MSH | MSH | 14N | Nursing 14N Surgery | Surgical SDU | MASIMO | Radical-7 | 1000206464 | 2020-04-29 | 2774 | 2021-04-29 | Free item included with Root purchase
1056514 | Pulse CO-Oximeter | Pulse CO-Oximeter | Pulse CO-Oximeter | Active | MSH | MSH | 14N | Nursing 14N Surgery | Surgical SDU | MASIMO | Radical-7 | 1000170942 | 2020-04-29 | 2774 | 2021-04-29 | Free item included with Root purchase
1056515 | Pulse CO-Oximeter | Pulse CO-Oximeter | Pulse CO-Oximeter | Active | MSH | MSH | 14N | Nursing 14N Surgery | Surgical SDU | MASIMO | Radical-7 | 1000170619 | 2020-04-29 | 2774 | 2021-04-29 | Free item included with Root purchase
1056516 | Pulse CO-Oximeter | Pulse CO-Oximeter | Pulse CO-Oximeter | Active | MSH | MSH | 14N | Nursing 14N Surgery | Surgical SDU | MASIMO | Radical-7 | 1000206529 | 2020-04-29 | 2774 | 2021-04-29 | Free item included with Root purchase
1056517 | Pulse CO-Oximeter | Pulse CO-Oximeter | Pulse CO-Oximeter | Active | MSH | MSH | 14N | Nursing 14N Surgery | Surgical SDU | MASIMO | Radical-7 | 1000170938 | 2020-04-29 | 2774 | 2021-04-29 | Can interface with RAM Dual Cable (for use with acoustic respiration sensors and SPO2 LNCS sensors) Free item included with Root purchase
1056518 | Pulse CO-Oximeter | Pulse CO-Oximeter | Pulse CO-Oximeter | Active | MSH | MSH | 14N | Nursing 14N Surgery | Surgical SDU | MASIMO | Radical-7 | 1000186490 | 2020-04-29 | 2774 | 2021-04-29 | Free item included with Root purchase
1056519 | Pulse CO-Oximeter | Pulse CO-Oximeter | Pulse CO-Oximeter | Active | MSH | MSH | 14N | Nursing 14N Surgery | Surgical SDU | MASIMO | Radical-7 | 1000206710 | 2020-04-29 | 2774 | 2021-04-29 | Free item included with Root purchase
1056520 | Pulse CO-Oximeter | Pulse CO-Oximeter | Pulse CO-Oximeter | Active | MSH | MSH | 14N | Nursing 14N Surgery | Surgical SDU | MASIMO | Radical-7 | 1000206514 | 2020-04-29 | 2774 | 2021-04-29 | Free item included with Root purchase
1056521 | Pulse CO-Oximeter | Pulse CO-Oximeter | Pulse CO-Oximeter | Active | MSH | MSH | 14N | Nursing 14N Surgery | Surgical SDU | MASIMO | Radical-7 | 1000157406 | 2020-04-29 | 2774 | 2021-04-29 | Can interface with RAM Dual Cable (for use with acoustic respiration sensors and SPO2 LNCS sensors) Free item included with Root purchase
1056522 | Pulse CO-Oximeter | Pulse CO-Oximeter | Pulse CO-Oximeter | Active | MSH | MSH | 14N | Nursing 14N Surgery | Surgical SDU | MASIMO | Radical-7 | 1000206507 | 2020-04-29 | 2774 | 2021-04-29 | Free item included with Root purchase
1056523 | Pulse CO-Oximeter | Pulse CO-Oximeter | Pulse CO-Oximeter | Active | MSH | MSH | 14N | Nursing 14N Surgery | Surgical SDU | MASIMO | Radical-7 | 1000170679 | 2020-04-29 | 2774 | 2021-04-29 | Free item included with Root purchase
1056524 | Pulse CO-Oximeter | Pulse CO-Oximeter | Pulse CO-Oximeter | Active | MSH | MSH | 14N | Nursing 14N Surgery | Surgical SDU | MASIMO | Radical-7 | 1000206552 | 2020-04-29 | 2774 | 2021-04-29 | Free item included with Root purchase
1056525 | Pulse CO-Oximeter | Pulse CO-Oximeter | Pulse CO-Oximeter | Active | MSH | MSH | 14N | Nursing 14N Surgery | Surgical SDU | MASIMO | Radical-7 | 1000206452 | 2020-04-29 | 2774 | 2021-04-29 | Free item included with Root purchase
1056526 | Pulse CO-Oximeter | Pulse CO-Oximeter | Pulse CO-Oximeter | Active | MSH | MSH | 14N | Nursing 14N Surgery | Surgical SDU | MASIMO | Radical-7 | 1000170651 | 2020-04-29 | 2774 | 2021-04-29 | Free item included with Root purchase
1056527 | Pulse CO-Oximeter | Pulse CO-Oximeter | Pulse CO-Oximeter | Active | MSH | MSH | 12S | Nursing 12S Medicine | 12th Floor - South Side | MASIMO | Radical-7 | 1000206479 | 2020-04-29 | 2774 | 2021-04-29 | Free item included with Root purchase
1056529 | Pulse CO-Oximeter | Pulse CO-Oximeter | Pulse CO-Oximeter | Active | MSH | MSH | 14S | Nursing 14S Medicine | Medicine | MASIMO | Radical-7 | 1000206542 | 2020-04-29 | 2774 | 2021-04-29 | Free item included with Root purchase
1056530 | Pulse CO-Oximeter | Pulse CO-Oximeter | Pulse CO-Oximeter | Active | MSH | MSH | 9 | Nursing 9S Psychiatry | 9S Psychiatry | MASIMO | Radical-7 | 1000206474 | 2020-04-29 | 2774 | 2021-04-29 | Free item included with Root purchase
1056531 | Pulse CO-Oximeter | Pulse CO-Oximeter | Pulse CO-Oximeter | Active | MSH | MSH | 14S | Nursing 14S Medicine | Medicine | MASIMO | Radical-7 | 1000206554 | 2020-04-29 | 2774 | 2021-04-29 | Free item included with Root purchase
1056532 | Pulse CO-Oximeter | Pulse CO-Oximeter | Pulse CO-Oximeter | Active | MSH | MSH | 15M | Nursing 15 Murray/Antenatal | 15th Floor - Murray Side | MASIMO | Radical-7 | 1000222348 | 2020-04-29 | 2774 | 2021-04-29 | Free item included with Root purchase
1056533 | Pulse CO-Oximeter | Pulse CO-Oximeter | Pulse CO-Oximeter | Active | MSH | MSH | 14S | Nursing 14S Medicine | Medicine | MASIMO | Radical-7 | 1000170905 | 2020-04-29 | 2774 | 2021-04-29 | Can interface with RAM Dual Cable (for use with acoustic respiration sensors and SPO2 LNCS sensors) Free item included with Root purchase
1056534 | Pulse CO-Oximeter | Pulse CO-Oximeter | Pulse CO-Oximeter | Active | MSH | MSH | 14S | Nursing 14S Medicine | Medicine | MASIMO | Radical-7 | 1000170689 | 2020-04-29 | 2774 | 2021-04-29 | Free item included with Root purchase
1056535 | Defibrillators, External, Automated | Defibrillators | Defibrillators, External, Automated | Active | MSH | MSH | 16U | Express Admission Unit | EAU | ZOLL Canada | AED-3 | AX20F056363 | 2020-06-26 |  | 2026-06-26 | Warranty extended additional 2 years from registration
1056536 | Defibrillators, External, Automated | Defibrillators | Defibrillators, External, Automated | Active | MSH | MSH | 1 | Biomedical Engineering | MDRD Spare 1 | ZOLL Canada | AED-3 | AX20F055928 | 2020-06-26 |  | 2026-06-26 | Warranty extended additional 2 years from registration
1056537 | Defibrillators, External, Automated | Defibrillators | Defibrillators, External, Automated | Active | MSH | MSH | 1 | Biomedical Engineering | MDRD Spare 2 | ZOLL Canada | AED-3 | AX20F055951 | 2020-06-26 |  | 2026-06-26 | Warranty extended additional 2 years from registration
1056538 | Defibrillators, External, Automated | Defibrillators | Defibrillators, External, Automated | Active | MSH | MSH | 4 | Dental Clinic | Dentistry - 4 M | ZOLL Canada | AED-3 | AX20E054543 | 2020-06-26 |  | 2026-06-26 | Warranty extended additional 2 years from registration
1056539 | Defibrillators, External, Automated | Defibrillators | Defibrillators, External, Automated | Active | MSH | MSH | 5 | JDMI - Ambulatory Radiology | Radiology - 5 | ZOLL Canada | AED-3 | AX20F056349 | 2020-06-26 |  | 2026-06-26 | Warranty extended additional 2 years from registration
1056540 | Defibrillators, External, Automated | Defibrillators | Defibrillators, External, Automated | Active | MSH | MSH | 6 | JDMI - Nuclear Medicine | Nuclear Medicine - 6 S | ZOLL Canada | AED-3 | AX20F056357 | 2020-06-26 |  | 2026-06-26 | Warranty extended additional 2 years from registration
1056541 | Defibrillators, External, Automated | Defibrillators | Defibrillators, External, Automated | Active | MSH | MSH | 9 | Nursing 9S Psychiatry | 9 S | ZOLL Canada | AED-3 | AX20F056374 | 2020-06-26 |  | 2026-06-26 | Warranty extended additional 2 years from registration
1056542 | Defibrillators, External, Automated | Defibrillators | Defibrillators, External, Automated | Active | MSH | MSH | 10N | Nursing 10N Geriatrics | 10 N | ZOLL Canada | AED-3 | AX20D053626 | 2020-06-26 |  | 2026-06-26 | Warranty extended additional 2 years from registration
1056543 | Defibrillators, External, Automated | Defibrillators | Defibrillators, External, Automated | Active | MSH | MSH | 10S | Coronary Care Unit | 10 S | ZOLL Canada | AED-3 | AX20F056406 | 2020-06-26 |  | 2026-06-26 | Warranty extended additional 2 years from registration
1056544 | Defibrillators, External, Automated | Defibrillators | Defibrillators, External, Automated | Active | MSH | MSH | 11N | Nursing 11N Medicine | 11 N | ZOLL Canada | AED-3 | AX20F055938 | 2020-06-26 |  | 2026-06-26 | Warranty extended additional 2 years from registration
1056545 | Defibrillators, External, Automated | Defibrillators | Defibrillators, External, Automated | Active | MSH | MSH | 11S | Nursing 11S Medicine | 11 S | ZOLL Canada | AED-3 | AX20F055939 | 2020-06-26 |  | 2026-06-26 | Warranty extended additional 2 years from registration
1056546 | Defibrillators, External, Automated | Defibrillators | Defibrillators, External, Automated | Active | MSH | MSH | 12N | MKBC Clinic | Breast clinic | ZOLL Canada | AED-3 | AX20F056344 | 2020-06-26 |  | 2026-06-26 | Warranty extended additional 2 years from registration
1056547 | Defibrillators, External, Automated | Defibrillators | Defibrillators, External, Automated | Active | MSH | MSH | 6 | General Oncology Clinic | Oncology | ZOLL Canada | AED-3 | AX20F056389 | 2020-06-26 |  | 2026-06-26 | Warranty extended additional 2 years from registration
1056548 | Defibrillators, External, Automated | Defibrillators | Defibrillators, External, Automated | Active | MSH | MSH | 12S | Nursing 12S Medicine | 12 S | ZOLL Canada | AED-3 | AX20F056341 | 2020-06-26 |  | 2026-06-26 | Warranty extended additional 2 years from registration
1056549 | Defibrillators, External, Automated | Defibrillators | Defibrillators, External, Automated | Active | MSH | MSH | 14N | Nursing 14N Surgery | 14 N | ZOLL Canada | AED-3 | AX20F056356 | 2020-06-26 |  | 2026-06-26 | Warranty extended additional 2 years from registration
1056550 | Defibrillators, External, Automated | Defibrillators | Defibrillators, External, Automated | Active | MSH | MSH | 14S | Nursing 14S Medicine | 14 S | ZOLL Canada | AED-3 | AX20F056350 | 2020-06-26 |  | 2026-06-26 | Warranty extended additional 2 years from registration
1056551 | Defibrillators, External, Automated | Defibrillators | Defibrillators, External, Automated | Active | MSH | MSH | 15M | Nursing 15 Murray/Antenatal | Antenatal South | ZOLL Canada | AED-3 | AX20E054544 | 2020-06-26 |  | 2026-06-26 | Warranty extended additional 2 years from registration
1056552 | Defibrillators, External, Automated | Defibrillators | Defibrillators, External, Automated | Active | MSH | MSH | 15M | Nursing 15 Murray/Antenatal | Antenatal North | ZOLL Canada | AED-3 | AX20E054548 | 2020-06-26 |  | 2026-06-26 | Warranty extended additional 2 years from registration
1056553 | Defibrillators, External, Automated | Defibrillators | Defibrillators, External, Automated | Active | MSH | MSH | 16M | Mother & Baby | M&B - 16 M | ZOLL Canada | AED-3 | AX20E055488 | 2020-06-26 |  | 2026-06-26 | Warranty extended additional 2 years from registration
1056554 | Defibrillators, External, Automated | Defibrillators | Defibrillators, External, Automated | Active | MSH | MSH | 5 | Biomedical Engineering | Ultrasound | ZOLL Canada | AED-3 | AX20D053623 | 2020-06-26 |  | 2026-06-26 | Warranty extended additional 2 years from registration
1056555 | Defibrillators, External, Automated | Defibrillators | Defibrillators, External, Automated | Active | MSH | MSH | 16U | Echocardiography | ECHO | ZOLL Canada | AED-3 | AX20F056347 | 2020-06-26 |  | 2026-06-26 | Warranty extended additional 2 years from registration
1056556 | Defibrillators, External, Automated | Defibrillators | Defibrillators, External, Automated | Active | MSH | MSH | 17M | Mother & Baby | M&B- 17 M | ZOLL Canada | AED-3 | AX20E055485 | 2020-06-26 |  | 2026-06-26 | Warranty extended additional 2 years from registration
1056557 | Defibrillators, External, Automated | Defibrillators | Defibrillators, External, Automated | Active | MSH | MSH | 16U | Sleep Lab | Sleep Lab | ZOLL Canada | AED-3 | AX20F056345 | 2020-06-26 |  | 2026-06-26 | Warranty extended additional 2 years from registration
1056558 | Defibrillators, External, Automated | Defibrillators | Defibrillators, External, Automated | Active | MSH | MSH | 5 | ICU | ICU | ZOLL Canada | AED-3 | AX20E054552 | 2020-06-26 |  | 2026-06-26 | Warranty extended additional 2 years from registration
1056559 | Defibrillators, External, Automated | Defibrillators | Defibrillators, External, Automated | Active | MSH | MSH | 5 | ICU | ICU | ZOLL Canada | AED-3 | AX20F056422 | 2020-06-26 |  | 2026-06-26 | Warranty extended additional 2 years from registration
1056560 | Defibrillators, External, Automated | Defibrillators | Defibrillators, External, Automated | Active | MSH | MSH | 1 | Biomedical Engineering | Biomed | ZOLL Canada | AED-3 | AX20E054553 | 2020-06-26 |  | 2026-06-26 | Warranty extended additional 2 years from registration
1056561 | Defibrillators, External, Automated | Defibrillators | Defibrillators, External, Automated | Active | MSH | MSH | 5 | ICU | ICU | ZOLL Canada | AED-3 | AX20F056352 | 2020-06-26 |  | 2026-06-26 | Warranty extended additional 2 years from registration
1056562 | Defibrillators, External, Automated | Defibrillators | Defibrillators, External, Automated | Active | MSH | MSH | 5 | ICU | ICU | ZOLL Canada | AED-3 | AX20C050511 | 2020-06-26 |  | 2026-06-26 | Warranty extended additional 2 years from registration
1056563 | Defibrillators, External, Automated | Defibrillators | Defibrillators, External, Automated | Active | MSH | MSH | 16N | 16N Med/Surg Temp Surge | Surge | ZOLL Canada | AED-3 | AX20F056351 | 2020-06-26 |  | 2026-06-26 | Warranty extended additional 2 years from registration Nov 12/24 - moved to 16N Surge
1056564 | Defibrillators, External, Automated | Defibrillators | Defibrillators, External, Automated | Active | MSH | IVF-Miss | A4 | Biomedical Engineering | Unit A4 | ZOLL Canada | AED-3 | AX20C050502 | 2020-06-26 |  | 2026-06-26 | Warranty extended additional 2 years from registration
1056565 | Defibrillators, External, Automated | Defibrillators | Defibrillators, External, Automated | Active | MSH | MSH | 4 | Biomedical Engineering | Rabie Lounge | ZOLL Canada | AED-3 | AX20F055958 | 2020-06-26 |  | 2026-06-26 | Warranty extended additional 2 years from registration
1056566 | Defibrillators, External, Automated | Defibrillators | Defibrillators, External, Automated | Active | MSH | IVF-Dundas | 7 | IVF Clinic | IVF Clinic | ZOLL Canada | AED-3 | AX20F056410 | 2020-06-26 |  | 2026-06-26 | Warranty extended additional 2 years from registration
1056567 | Defibrillators, External, Automated | Defibrillators | Defibrillators, External, Automated | Active | MSH | MSH | 1 | Biomedical Engineering | Tunnel 1 | ZOLL Canada | AED-3 | AX20F056411 | 2020-06-26 |  | 2026-06-26 | Warranty extended additional 2 years from registration In TGH Tunnel close to the MSH enterence.
1056568 | Defibrillators, External, Automated | Defibrillators | Defibrillators, External, Automated | Active | MSH | MSH | 1 | Biomedical Engineering | Tunnel 2 | ZOLL Canada | AED-3 | AX20F056359 | 2020-06-26 |  | 2026-06-26 | Warranty extended additional 2 years from registration Located halfway down the TGH tunnel.
1056569 | Defibrillators, External, Automated | Defibrillators | Defibrillators, External, Automated | Active | MSH | MSH | 2 | Biomedical Engineering | University Elevator | ZOLL Canada | AED-3 | AX20F056346 | 2020-06-26 |  | 2026-06-26 | Warranty extended additional 2 years from registration
1056570 | Defibrillators, External, Automated | Defibrillators | Defibrillators, External, Automated | Active | MSH | MSH | 4 | Biomedical Engineering | Messanine | ZOLL Canada | AED-3 | AX20F056358 | 2020-06-26 |  | 2026-06-26 | Warranty extended additional 2 years from registration
1056571 | Defibrillators, External, Automated | Defibrillators | Defibrillators, External, Automated | Active | MSH | MSH | 4 | Biomedical Engineering | Rm 438 | ZOLL Canada | AED-3 | AX20E054549 | 2020-06-26 |  | 2026-06-26 | Warranty extended additional 2 years from registration
1056572 | Defibrillators, External, Automated | Defibrillators | Defibrillators, External, Automated | Active | MSH | MSH | 4 | Biomedical Engineering | Preadmission Unit | ZOLL Canada | AED-3 | AX20E055471 | 2020-06-26 |  | 2026-06-26 | Warranty extended additional 2 years from registration
1056573 | Defibrillators, External, Automated | Defibrillators | Defibrillators, External, Automated | Active | MSH | MSH | 1 | Biomedical Engineering | Training | ZOLL Canada | AED-3 | AX20F056419 | 2020-06-26 |  | 2026-06-26 | Warranty extended additional 2 years from registration
1056574 | Defibrillators, External, Automated | Defibrillators | Defibrillators, External, Automated | Active | MSH | MSH | 14N | Biomedical Engineering | Microbiology | ZOLL Canada | AED-3 | AX20F056362 | 2020-06-26 |  | 2026-06-26 | Warranty extended additional 2 years from registration
1056575 | Defibrillators, External, Automated | Defibrillators | Defibrillators, External, Automated | Active | MSH | MSH | 19M | Biomedical Engineering | Board Rm Hallway | ZOLL Canada | AED-3 | AX20F055952 | 2020-06-26 |  | 2026-06-26 | Warranty extended additional 2 years from registration
1056576 | Defibrillators, External, Automated | Defibrillators | Defibrillators, External, Automated | Active | MSH | MSH | 20M | Biomedical Engineering | Recreational Gym | ZOLL Canada | AED-3 | AX20D053779 | 2020-06-26 |  | 2026-06-26 | Warranty extended additional 2 years from registration
1056577 | Defibrillators, External, Automated | Defibrillators | Defibrillators, External, Automated | Active | MSH | MSH | 20M | Biomedical Engineering | Hallway | ZOLL Canada | AED-3 | AX20E054545 | 2020-06-26 |  | 2026-06-26 | Warranty extended additional 2 years from registration
1056578 | Defibrillators, External, Automated | Defibrillators | Defibrillators, External, Automated | Active | MSH | 60MURR | 3 | Biomedical Engineering | Adult Genetics | ZOLL Canada | AED-3 | AX20F055919 | 2020-06-26 |  | 2026-06-26 | Warranty extended additional 2 years from registration
1056579 | Defibrillators, External, Automated | Defibrillators | Defibrillators, External, Automated | Active | MSH | 60MURR | 4 | FAMILY MEDICINE | Family Practice | ZOLL Canada | AED-3 | AX20F056361 | 2020-06-26 |  | 2026-06-26 | Warranty extended additional 2 years from registration
1056580 | Defibrillators, External, Automated | Defibrillators | Defibrillators, External, Automated | Active | MSH | OPG | 3rd Floor | Biomedical Engineering | Fetal Health | ZOLL Canada | AED-3 | AX20B046459 | 2020-06-26 |  | 2026-06-26 | Warranty extended additional 2 years from registration
1056581 | Defibrillators, External, Automated | Defibrillators | Defibrillators, External, Automated | Active | MSH | OPG | 8th Floor | Women's Unit-OPG | Urogyneacology, Rm 8-301 | ZOLL Canada | AED-3 | AX20F056353 | 2020-06-26 |  | 2026-06-26 | Warranty extended additional 2 years from registration
1056582 | Defibrillators, External, Automated | Defibrillators | Defibrillators, External, Automated | Active | MSH | VAUGH | VN | Mt. Sinai FH&W Centre | Vaughn Clinic | ZOLL Canada | AED-3 | AX20F056342 | 2020-06-26 |  | 2026-06-26 | Warranty extended additional 2 years from registration
1056583 | Defibrillators, External, Automated | Defibrillators | Defibrillators, External, Automated | Active | MSH | 60MURR | 6 | Biomedical Engineering | Urology | ZOLL Canada | AED-3 | AX20F055953 | 2020-06-26 |  | 2026-06-26 | Warranty extended additional 2 years from registration
1056584 | Defibrillators, External, Automated | Defibrillators | Defibrillators, External, Automated | Active | MSH | MSH | 10S | Coronary Care Unit | CCU | ZOLL Canada | AED-3 | AX20F056386 | 2020-06-26 |  | 2026-06-26 | Warranty extended additional 2 years from registration
1056585 | Defibrillators, External, Automated | Defibrillators | Defibrillators, External, Automated | Active | MSH | 60MURR | 2 | Rheumatology | Advanced Therapeutics | ZOLL Canada | AED-3 | AX20F055959 | 2020-06-26 |  | 2026-06-26 | Warranty extended additional 2 years from registration
1056586 | Defibrillators, External, Automated | Defibrillators | Defibrillators, External, Automated | Active | MSH | MSH | 10S | Coronary Care Unit | CCU | ZOLL Canada | AED-3 | AX20E055490 | 2020-06-26 |  | 2026-06-26 | Warranty extended additional 2 years from registration
1056587 | Defibrillators, External, Automated | Defibrillators | Defibrillators, External, Automated | Active | MSH | MSH | 6 | Endoscopy | Endo | ZOLL Canada | AED-3 | AX20F056376 | 2020-06-26 |  | 2026-06-26 | Warranty extended additional 2 years from registration
1056588 | 700 Sequential Compression System | 700 Sequential Compression System | 700 Sequential Compression System | Active | MSH | MSH | 18 | ICU | ICU | The Kendall Company | 29525 | V1607455SX | 2020-09-08 |  |  | Device replaced serial # V1363560SX. Under consignment.
1056629 | Stretchers | Stretchers | Stretchers | Active | MSH | MSH | 3 | Emergency | 3rd (Main) Floor | Stryker Canada Div Stryker Corp | GYNNIE-OB/GYN-1061 | 2020005800428 | 2020-09-15 |  | 2021-09-15 | In RAZ B Entered for tracking purposes, maintained by building services.
1056630 | Stretchers | Stretchers | Stretchers | Active | MSH | MSH | 3 | Emergency | 3rd (Main) Floor | Stryker Canada Div Stryker Corp | GYNNIE-OB/GYN-1061 | 2020005800269 | 2020-09-15 |  | 2021-09-15 | In RAZ C Entered for tracking purposes, maintained by building services.
1056631 | Stretchers | Stretchers | Stretchers | Active | MSH | MSH | 3 | Emergency | 3rd (Main) Floor | Stryker Canada Div Stryker Corp | GYNNIE-OB/GYN-1061 | 2020005800270 | 2020-09-15 |  | 2021-09-15 | In RAZ A Entered for tracking purposes, maintained by building services.
1056640 | Exam Light | Exam Light | Exam Light | Active | MSH | OPG | 8th Floor | Urogynaecology-OPG | Room 812 | MIDMARK CORP | 354-040 | V980522 | 2010-11-18
1056641 | Oximeters, Pulse | Oximeters | Oximeters, Pulse | Active | MSH | MSH | 17U | NICU | NICU | Covidien | 5100C | 19G11451X | 2020-09-18 | 0 | 2021-09-18 | Free device for NICU. Preamplifier SN: 19-G21338X
1056642 | Oximeters, Pulse | Oximeters | Oximeters, Pulse | Active | MSH | MSH | 17U | NICU | NICU | Covidien | 5100C | 19G11452X | 2020-09-18 | 0 | 2021-09-18 | Free device for NICU. Preamplifier SN: 19-G21337X
1056665 | Microscopes, Light, Examination, Dermatology | Microscopes | Microscopes, Light, Examination, Dermatology | Active | MSH | MSH | 7 | SURGICAL SUITE (COMBINED WITH CYSTO) | OR | LEICA CANADA INC. | Provido | 030920001 | 2020-09-24 |  | 2021-09-24 | PLASTICS MICROSCOPE OSIS Medical 17Gollfview Blvd. Bradford ON L3Z 3Z1 Phone 905778-9829 Salesperson Phillip Colicci Phone 647-467-4763 phillip@oismedical.com
1056667 | Microscopes, Light, Operating, Ophthalmology | Microscopes | Microscopes, Light, Operating, Ophthalmology | Active | MSH | MSH | 7 | SURGICAL SUITE (COMBINED WITH CYSTO) | 7th Floor | LEICA CANADA INC. | Proveo 8 | 020920001 | 2020-09-24 |  | 2021-09-24 | OSIS Medical 17Gollfview Blvd. Bradford ON L3Z 3Z1 Phone 905778-9829 Salesperson Phillip Colicci Phone 647-467-4763 phillip@oismedical.
1056694 | Smoke Evacuation Systems, Surgical, Mobile/Portable | Smoke Evacuation Systems | Smoke Evacuation Systems, Surgical, Mobile/Portable | Active | MSH | MSH | 15U | Obstetrical Suite (L&D) | 15th Floor - University Side | CONMED CORP | 60-8585-120 | V09125 | 2020-09-29
1056895 | Microscopes, Light, Examination, Dermatology | Microscopes | Microscopes, Light, Examination, Dermatology | Active | MSH | MSH | 7 | SURGICAL SUITE (COMBINED WITH CYSTO) | OR | LEICA CANADA INC. | M530 OHX | 150920002 | 2020-09-24 |  | 2021-09-24 | OSIS Medical 17Gollfview Blvd. Bradford ON L3Z 3Z1 Phone 905778-9829 Salesperson Phillip Colicci Phone 647-467-4763 phillip@oismedical. ENT - "Barbie"
1056911 | Microscopes, Light, Examination, Dermatology | Microscopes | Microscopes, Light, Examination, Dermatology | Active | MSH | MSH | 7 | SURGICAL SUITE (COMBINED WITH CYSTO) | OR | LEICA CANADA INC. | Provido | 140920001 | 2020-09-24 |  | 2021-09-24 | OSIS Medical 17Gollfview Blvd. Bradford ON L3Z 3Z1 Phone 905778-9829 Salesperson Phillip Colicci Phone 647-467-4763 phillip@oismedical. Urology - "Eugene"
1056918 | Transducer, TOCO | Transducer | Transducer, Fetal Monitoring | Active | MSH | MSH | 15U | Obstetrical Suite (L&D) | 15th Floor - University Side | Philips Healthcare | M2734B | DE01821046 | 2015-09-15
1056919 | Transducer, TOCO | Transducer | Transducer, Fetal Monitoring | Active | MSH | MSH | 15U | Obstetrical Suite (L&D) | 15th Floor - University Side | Philips Healthcare | M2734B | DE1803682 | 2015-09-15
1056920 | Transducer, Fetal Monitoring | Transducer | Transducer, Fetal Monitoring | Active | MSH | MSH | 15U | Obstetrical Suite (L&D) | 15th Floor - University Side | Philips Healthcare | M2736A | DE43389114 | 2017-08-11
1056928 | THERMOMETERS, INFRARED, EAR | Thermometers | THERMOMETERS, INFRARED, EAR | Active | MSH | MSH | 3 | Emergency | CAC | MASIMO | TIR-1 | 1241220340025813 | 2020-09-18 |  |  | Provided by vendor at no cost Value of device: $665
1056929 | THERMOMETERS, INFRARED, EAR | Thermometers | THERMOMETERS, INFRARED, EAR | Active | MSH | MSH | 3 | Emergency | CAC | MASIMO | TIR-1 | 124122034002588A | 2020-09-18 |  |  | Provided by vendor at no cost Value of device: $665
1056930 | Monitors, Physiologic, Multipurpose, Bedside | Monitors, Physiologic | Monitors, Physiologic, Multipurpose, Bedside | Active | MSH | MSH | 3 | Emergency | Emergency | Philips Healthcare | 866064 - MX500 | DE671P1439 | 2020-10-01 |  | 2021-10-01
1056931 | Monitors, Physiologic, Multipurpose, Bedside | Monitors, Physiologic | Monitors, Physiologic, Multipurpose, Bedside | Active | MSH | MSH | 3 | Emergency | Emergency | Philips Healthcare | 866064 - MX500 | DE671P1438 | 2020-10-01 |  | 2021-10-01
1056933 | Monitors, Physiologic, Multipurpose, Bedside | Monitors, Physiologic | Monitors, Physiologic, Multipurpose, Bedside | Active | MSH | MSH | 3 | Emergency | Emergency | Philips Healthcare | 866064 - MX500 | DE671P1436 | 2020-10-01 |  | 2021-10-01
1056934 | Physiologic Monitor Modules, Exhaled Carbon Dioxide | Physiologic Monitor Modules | Physiologic Monitor Modules, Exhaled Carbon Dioxide | Active | MSH | MSH | 3 | Emergency | Emergency | Philips Healthcare | 867041 - Microstream Extension | DE69761283 | 2020-10-01 |  | 2021-10-05
1056935 | Physiologic Monitor Modules, Exhaled Carbon Dioxide | Physiologic Monitor Modules | Physiologic Monitor Modules, Exhaled Carbon Dioxide | Active | MSH | MSH | 3 | Emergency | Emergency | Philips Healthcare | 867041 - Microstream Extension | DE69761560 | 2020-10-01 |  | 2021-10-05
1056936 | Physiologic Monitor Modules, Exhaled Carbon Dioxide | Physiologic Monitor Modules | Physiologic Monitor Modules, Exhaled Carbon Dioxide | Active | MSH | MSH | 3 | Emergency | Emergency | Philips Healthcare | 867041 - Microstream Extension | DE69761600 | 2020-10-01 |  | 2021-10-05
1056943 | Beds, Electric | Beds | Beds, Electric | Active | MSH | MSH | 11S | Nursing 11S Medicine |  | STRYKER CORP | 3005S3 | 200703537 | 2020-10-08 |  | 2022-10-07 | Leakage Current: 92.5 uA Resistance: 150 mOhm
1056944 | Beds, Electric | Beds | Beds, Electric | Active | MSH | MSH | 11S | Nursing 11S Medicine |  | STRYKER CORP | 3005S3 | 200703545 | 2020-10-08 |  | 2021-10-08 | Leakage Current: 92.6 uA Resistance: 106 mOhm
1056945 | Beds, Electric | Beds | Beds, Electric | Active | MSH | MSH | 11S | Nursing 11S Medicine |  | STRYKER CORP | 3005S3 | 200703554 | 2020-10-08 |  | 2021-10-08 | Leakage Current: 92.1 uA Resistance: 52 mOhm
1056946 | Beds, Electric | Beds | Beds, Electric | Active | MSH | MSH | 11N | Nursing 11N Medicine |  | STRYKER CORP | 3005S3 | 200703563 | 2020-10-08 |  | 2021-10-08 | Leakage Current: 92.5 uA Resistance: 70 mOhm
1056947 | Beds, Electric | Beds | Beds, Electric | Active | MSH | MSH | 12S | Nursing 12S Medicine |  | STRYKER CORP | 3005S3 | 200703538 | 2020-10-08 |  | 2021-10-08 | Leakage Current: 92.0 uA Resistance: 160 mOhm
1056948 | Beds, Electric | Beds | Beds, Electric | Active | MSH | MSH | 12S | Nursing 12S Medicine |  | STRYKER CORP | 3005S3 | 200703549 | 2020-10-08 |  | 2021-10-08 | Leakage Current: 91.8 uA Resistance: 177 mOhm
1056949 | Beds, Electric | Beds | Beds, Electric | Active | MSH | MSH | 12S | Nursing 12S Medicine |  | STRYKER CORP | 3005S3 | 200703555 | 2020-10-08 |  | 2021-10-08 | Leakage Current: 91.5 uA Resistance: 51 mOhm
1056950 | Beds, Electric | Beds | Beds, Electric | Active | MSH | MSH | 12S | Nursing 12S Medicine |  | STRYKER CORP | 3005S3 | 200703564 | 2020-10-08 |  | 2021-10-08 | Leakage Current: 91.5 uA Resistance: 75 mOhm
1056951 | Beds, Electric | Beds | Beds, Electric | Active | MSH | MSH | 12S | Nursing 12S Medicine |  | STRYKER CORP | 3005S3 | 200703541 | 2020-10-08 |  | 2021-10-08 | Leakage Current: 92.6 uA Resistance: 160 mOhm
1056952 | Beds, Electric | Beds | Beds, Electric | Active | MSH | MSH | 12S | Nursing 12S Medicine |  | STRYKER CORP | 3005S3 | 200703550 | 2020-10-08 |  | 2021-10-08 | Leakage Current: 90.2 uA Resistance: 77 mOhm
1056953 | Beds, Electric | Beds | Beds, Electric | Active | MSH | MSH | 12S | Nursing 12S Medicine |  | STRYKER CORP | 3005S3 | 200703561 | 2020-10-08 |  | 2021-10-08 | Leakage Current: 92.8 uA Resistance: 66 mOhm
1056954 | Beds, Electric | Beds | Beds, Electric | Active | MSH | MSH | 12S | Nursing 12S Medicine |  | STRYKER CORP | 3005S3 | 200703566 | 2020-10-08 |  | 2021-10-08 | Leakage Current: 91.4 uA Resistance: 130 mOhm
1056955 | Beds, Electric | Beds | Beds, Electric | Active | MSH | MSH | 14S | Nursing 14S Medicine |  | STRYKER CORP | 3005S3 | 200703542 | 2020-10-08 |  | 2021-10-08 | Leakage Current: 91.4 uA Resistance: 77 mOhm
1056956 | Beds, Electric | Beds | Beds, Electric | Active | MSH | MSH | 14S | Nursing 14S Medicine |  | STRYKER CORP | 3005S3 | 200703551 | 2020-10-08 |  | 2021-10-08 | Leakage Current: 92.4 uA Resistance: 97 mOhm
1056957 | Beds, Electric | Beds | Beds, Electric | Active | MSH | MSH | 14S | Nursing 14S Medicine |  | STRYKER CORP | 3005S3 | 200703562 | 2020-10-08 |  | 2021-10-08 | Leakage Current: 91.9 uA Resistance: 194 mOhm
1056958 | Beds, Electric | Beds | Beds, Electric | Active | MSH | MSH | 14S | Nursing 14S Medicine |  | STRYKER CORP | 3005S3 | 200703567 | 2020-10-08 |  | 2021-10-08 | Leakage Current: 92.1 uA Resistance: 78 mOhm
1056959 | Beds, Electric | Beds | Beds, Electric | Active | MSH | MSH | 1 | COVID-19 |  | STRYKER CORP | 3005S3 | 200703536 | 2020-10-08 |  | 2021-10-08 | Leakage Current: 92.3 uA Resistance: 323 mOhm
1056960 | Beds, Electric | Beds | Beds, Electric | Active | MSH | MSH | 1 | COVID-19 |  | STRYKER CORP | 3005S3 | 200703546 | 2020-10-08 |  | 2021-10-08 | Leakage Current: 94.3 uA Resistance: 91 mOhm
1056961 | Beds, Electric | Beds | Beds, Electric | Active | MSH | MSH | 1 | COVID-19 |  | STRYKER CORP | 3005S3 | 200703556 | 2020-10-08 |  | 2021-10-08 | Leakage Current: 91.6 uA Resistance: 109 mOhm
1056962 | Beds, Electric | Beds | Beds, Electric | Active | MSH | MSH | 1 | COVID-19 |  | STRYKER CORP | 3005S3 | 200703568 | 2020-10-08 |  | 2021-10-08 | Leakage Current: 92.5 uA Resistance: 48 mOhm
1056963 | Beds, Electric | Beds | Beds, Electric | Active | MSH | MSH | 1 | COVID-19 |  | STRYKER CORP | 3005S3 | 200703539 | 2020-10-08 |  | 2021-10-08 | Leakage Current: 92.0 uA Resistance: 32 mOhm
1056964 | Beds, Electric | Beds | Beds, Electric | Active | MSH | MSH | 1 | COVID-19 |  | STRYKER CORP | 3005S3 | 200703547 | 2020-10-08 |  | 2021-10-08 | Leakage Current: 186.3 uA Resistance: 58 mOhm
1056965 | Beds, Electric | Beds | Beds, Electric | Active | MSH | MSH | 1 | COVID-19 |  | STRYKER CORP | 3005S3 | 200703558 | 2020-10-08 |  | 2021-10-08 | Leakage Current: 92.6 uA Resistance: 72 mOhm
1056966 | Beds, Electric | Beds | Beds, Electric | Active | MSH | MSH | 1 | COVID-19 |  | STRYKER CORP | 3005S3 | 200703569 | 2020-10-08 |  | 2021-10-08 | Leakage Current: 91.4 uA Resistance: 73 mOhm
1056967 | Beds, Electric | Beds | Beds, Electric | Active | MSH | MSH | 11S | Nursing 11S Medicine | 11 South | STRYKER CORP | 3005S3 | 200703481 | 2020-10-08 |  | 2021-10-08 | Leakage Current: 102.7 uA Resistance: 26 mOhm Issue with bed, replaced with demo bed Oct. 16, 2020. Demo will be swapped out at future date SN: 200703540 --> 190100222 Demo loaner replaced with new bed Nov 19, 2020 SN: 190100222 --> 200703481
1056968 | Beds, Electric | Beds | Beds, Electric | Active | MSH | MSH | 1 | COVID-19 |  | STRYKER CORP | 3005S3 | 200703548 | 2020-10-08 |  | 2021-10-08 | Leakage Current: 91.3 uA Resistance: 115 mOhm
1056969 | Beds, Electric | Beds | Beds, Electric | Active | MSH | MSH | 1 | COVID-19 |  | STRYKER CORP | 3005S3 | 200703559 | 2020-10-08 |  | 2021-10-08 | Leakage Current: 9.3 uA Resistance: 104 mOhm
1056970 | Beds, Electric | Beds | Beds, Electric | Active | MSH | MSH | 1 | COVID-19 |  | STRYKER CORP | 3005S3 | 200703543 | 2020-10-08 |  | 2021-10-08 | Leakage Current: 90.0 uA Resistance: 46 mOhm
1056971 | Beds, Electric | Beds | Beds, Electric | Active | MSH | MSH | 1 | COVID-19 |  | STRYKER CORP | 3005S3 | 200703552 | 2020-10-08 |  | 2021-10-08 | Leakage Current: 89.9 uA Resistance: 105 mOhm
1056972 | Beds, Electric | Beds | Beds, Electric | Active | MSH | MSH | 1 | COVID-19 |  | STRYKER CORP | 3005S3 | 200703560 | 2020-10-08 |  | 2021-10-08 | Leakage Current: 90.9 uA Resistance: 75 mOhm
1056973 | Beds, Electric | Beds | Beds, Electric | Active | MSH | MSH | 1 | COVID-19 |  | STRYKER CORP | 3005S3 | 200703544 | 2020-10-08 |  | 2021-10-08 | Leakage Current: 182.1 uA Resistance: 42 mOhm
1056974 | Beds, Electric | Beds | Beds, Electric | Active | MSH | MSH | 1 | COVID-19 |  | STRYKER CORP | 3005S3 | 200703553 | 2020-10-08 |  | 2021-10-08 | Leakage Current: 92.1 uA Resistance: 151 mOhm
1056975 | Beds, Electric | Beds | Beds, Electric | Active | MSH | MSH | 11N | Nursing 11N Medicine | 11th Floor - North Side | STRYKER CORP | 3005S3 | 200703565 | 2020-10-08 |  | 2021-10-08 | Leakage Current: 93.7 uA Resistance: 111 mOhm
1056978 | COMPRESSION UNITS | COMPRESSION UNITS | COMPRESSION UNITS | Active | MSH | MSH | 7 | SURGICAL SUITE (COMBINED WITH CYSTO) | OR | KENDALL HEALTHCARE PRODUCTS CO | SCD 700 | V1946513SX | 2020-10-08
1056979 | Infant T-Piece Resuscitator | Infant T-Piece Resuscitator | Infant T-Piece Resuscitator | Active | MSH | MSH | 17U | NICU | NICU | FISHER & PAYKEL MEDICAL INC | RD900AEU | 101110003666 | 2013-08-13 | 1500 | 2014-08-13
1056984 | Ultrasound - POCUS | Scanning Systems | Scanning Systems, Ultrasonic | Active | MSH | MSH | 7 | SURGICAL SUITE (COMBINED WITH CYSTO) | OR | Mindray | TE7 | CD7-06003631 | 2020-10-08 |  | 2025-10-09 | Cart SN: 7S-04005212 MFG APRIL 23 2020 PROBE: C5-1S SN# CB3D04026912 MFG APRIL 2020 ACCEPTANCE: 35 mOHM 119uA
1056986 | Monitors, Physiologic, Patient Transport | Monitors, Physiologic | Monitors, Physiologic, Patient Transport | Active | MSH | MSH | 3 | Emergency | Emergency | Philips Healthcare | 867030 - X3 | DE694D9471 | 2020-10-01 |  | 2021-10-01
1056992 | Monitors, Physiologic, Patient Transport | Monitors, Physiologic | Monitors, Physiologic, Patient Transport | Active | MSH | MSH | 3 | Emergency | Emergency | Philips Healthcare | 867030 - X3 | DE694D9479 | 2020-10-01 |  | 2021-10-01
1056993 | Monitors, Physiologic, Patient Transport | Monitors, Physiologic | Monitors, Physiologic, Patient Transport | Active | MSH | MSH | 3 | Emergency | Emergency | Philips Healthcare | 867030 - X3 | DE694D9482 | 2020-10-01 |  | 2021-10-01
1056994 | Monitors, Physiologic, Patient Transport | Monitors, Physiologic | Monitors, Physiologic, Patient Transport | Active | MSH | MSH | 3 | Emergency | Emergency | Philips Healthcare | 867030 - X3 | DE694D9701 | 2020-10-01 |  | 2021-10-01
1056995 | Monitors, Physiologic, Patient Transport | Monitors, Physiologic | Monitors, Physiologic, Patient Transport | Active | MSH | MSH | 3 | Emergency | Emergency | Philips Healthcare | 867030 - X3 | DE694D9826 | 2020-10-01 |  | 2021-10-01
1056996 | Monitors, Physiologic, Patient Transport | Monitors, Physiologic | Monitors, Physiologic, Patient Transport | Active | MSH | MSH | 3 | Emergency | Emergency | Philips Healthcare | 867030 - X3 | DE694D9842 | 2020-10-01 |  | 2021-10-01
1056997 | Monitors, Physiologic, Patient Transport | Monitors, Physiologic | Monitors, Physiologic, Patient Transport | Active | MSH | MSH | 3 | Emergency | Emergency | Philips Healthcare | 867030 - X3 | DE694D9477 | 2020-10-01 |  | 2021-10-01
1056998 | Monitors, Physiologic, Patient Transport | Monitors, Physiologic | Monitors, Physiologic, Patient Transport | Active | MSH | MSH | 3 | Emergency | Emergency | Philips Healthcare | 867030 - X3 | DE694D9691 | 2020-10-01 |  | 2021-10-01
1056999 | Monitors, Physiologic, Patient Transport | Monitors, Physiologic | Monitors, Physiologic, Patient Transport | Active | MSH | MSH | 3 | Emergency | Emergency | Philips Healthcare | 867030 - X3 | DE694D9703 | 2020-10-01 |  | 2021-10-01
1057000 | Monitors, Physiologic, Patient Transport | Monitors, Physiologic | Monitors, Physiologic, Patient Transport | Active | MSH | MSH | 3 | Emergency | Emergency | Philips Healthcare | 867030 - X3 | DE694D9716 | 2020-10-01 |  | 2021-10-01
1057001 | Monitors, Physiologic, Patient Transport | Monitors, Physiologic | Monitors, Physiologic, Patient Transport | Active | MSH | MSH | 3 | Emergency | Emergency | Philips Healthcare | 867030 - X3 | DE694D9469 | 2020-10-01 |  | 2021-10-01
1057002 | Monitors, Physiologic, Patient Transport | Monitors, Physiologic | Monitors, Physiologic, Patient Transport | Active | MSH | MSH | 3 | Emergency | Emergency | Philips Healthcare | 867030 - X3 | DE694D9718 | 2020-10-01 |  | 2021-10-01
1057003 | Monitors, Physiologic, Patient Transport | Monitors, Physiologic | Monitors, Physiologic, Patient Transport | Active | MSH | MSH | 3 | Emergency | Emergency | Philips Healthcare | 867030 - X3 | DE694D9719 | 2020-10-01 |  | 2021-10-01
1057004 | Monitors, Physiologic, Patient Transport | Monitors, Physiologic | Monitors, Physiologic, Patient Transport | Active | MSH | MSH | 10S | Coronary Care Unit | CCU | Philips Healthcare | 867030 - X3 | DE694D9722 | 2020-10-01 |  | 2021-10-01
1057005 | Monitors, Physiologic, Patient Transport | Monitors, Physiologic | Monitors, Physiologic, Patient Transport | Active | MSH | MSH | 3 | Emergency | Emergency | Philips Healthcare | 867030 - X3 | DE694D9724 | 2020-10-01 |  | 2021-10-01
1057006 | Monitors, Physiologic, Patient Transport | Monitors, Physiologic | Monitors, Physiologic, Patient Transport | Active | MSH | MSH | 10S | Coronary Care Unit | CCU | Philips Healthcare | 867030 - X3 | DE694D9729 | 2020-10-01 |  | 2021-10-01
1057007 | Monitors, Physiologic, Patient Transport | Monitors, Physiologic | Monitors, Physiologic, Patient Transport | Active | MSH | MSH | 3 | Emergency | Emergency | Philips Healthcare | 867030 - X3 | DE694D9733 | 2020-10-01 |  | 2021-10-01
1057008 | Monitors, Physiologic, Patient Transport | Monitors, Physiologic | Monitors, Physiologic, Patient Transport | Active | MSH | MSH | 3 | Emergency | Emergency | Philips Healthcare | 867030 - X3 | DE694D9734 | 2020-10-01 |  | 2021-10-01
1057009 | Monitors, Physiologic, Patient Transport | Monitors, Physiologic | Monitors, Physiologic, Patient Transport | Active | MSH | MSH | 3 | Emergency | Emergency | Philips Healthcare | 867030 - X3 | DE694D9736 | 2020-10-01 |  | 2021-10-01
1057010 | Monitors, Physiologic, Patient Transport | Monitors, Physiologic | Monitors, Physiologic, Patient Transport | Active | MSH | MSH | 3 | Emergency | Emergency | Philips Healthcare | 867030 - X3 | DE694D9737 | 2020-10-01 |  | 2021-10-01
1057012 | Monitors, Physiologic, Patient Transport | Monitors, Physiologic | Monitors, Physiologic, Patient Transport | Active | MSH | MSH | 3 | Emergency | Emergency | Philips Healthcare | 867030 - X3 | DE694D9833 | 2020-10-01 |  | 2021-10-01
1057013 | Monitors, Physiologic, Patient Transport | Monitors, Physiologic | Monitors, Physiologic, Patient Transport | Active | MSH | MSH | 3 | Emergency | Emergency | Philips Healthcare | 867030 - X3 | DE694D9835 | 2020-10-01 |  | 2021-10-01
1057014 | Monitors, Physiologic, Patient Transport | Monitors, Physiologic | Monitors, Physiologic, Patient Transport | Active | MSH | MSH | 3 | Emergency | Emergency | Philips Healthcare | 867030 - X3 | DE694D9840 | 2020-10-01 |  | 2021-10-01
1057015 | Monitors, Physiologic, Patient Transport | Monitors, Physiologic | Monitors, Physiologic, Patient Transport | Active | MSH | MSH | 3 | Emergency | Emergency | Philips Healthcare | 867030 - X3 | DE694D9841 | 2020-10-01 |  | 2021-10-01
1057016 | Monitors, Physiologic, Patient Transport | Monitors, Physiologic | Monitors, Physiologic, Patient Transport | Active | MSH | MSH | 3 | Emergency | Emergency | Philips Healthcare | 867030 - X3 | DE694D9851 | 2020-10-01 |  | 2021-10-01
1057017 | VITAL SIGNS MONITORS | VITAL SIGNS MONITORS | VITAL SIGNS MONITORS | Active | MSH | MSH | 3 | Emergency | Emergency | Welch Allyn | 75ME | (21) 100012413920 | 2020-10-09 |  | 2022-10-13
1057018 | Thermometers, Electronic, Infrared, Ear | Thermometers | Thermometers, Electronic, Infrared, Ear | Active | MSH | MSH | 3 | Emergency | Emergency | B.BRAUN | PRO 6000 | 22520k60504 | 2020-10-09 |  | 2021-10-13
1057021 | Thermometers, Electronic, Infrared, Ear | Thermometers | Thermometers, Electronic, Infrared, Ear | Active | MSH | MSH | 3 | Emergency | Emergency | B.BRAUN | PRO 6000 | 22920k60505 | 2020-10-09 |  | 2021-10-13
1057023 | VITAL SIGNS MONITORS | VITAL SIGNS MONITORS | VITAL SIGNS MONITORS | Active | MSH | MSH | 3 | Emergency | Emergency | Welch Allyn | 75ME | (21) 100012323920 | 2020-10-09 |  | 2022-10-13
1057024 | VITAL SIGNS MONITORS | VITAL SIGNS MONITORS | VITAL SIGNS MONITORS | Active | MSH | MSH | 3 | Emergency | Emergency | Welch Allyn | 75ME | (21) 100012333920 | 2020-10-09 |  | 2022-10-13
1057025 | Thermometers, Electronic, Infrared, Ear | Thermometers | Thermometers, Electronic, Infrared, Ear | Active | MSH | MSH | 3 | Emergency | Emergency | B.BRAUN | PRO 6000 | 22620k60149 | 2020-10-09 |  | 2021-10-13
1057026 | Thermometers, Electronic, Infrared, Ear | Thermometers | Thermometers, Electronic, Infrared, Ear | Active | MSH | MSH | 3 | Emergency | Emergency | B.BRAUN | PRO 6000 | 22620k60095 | 2020-10-09 |  | 2021-10-13
1057027 | VITAL SIGNS MONITORS | VITAL SIGNS MONITORS | VITAL SIGNS MONITORS | Active | MSH | MSH | 3 | Emergency | Emergency | Welch Allyn | 75ME | (21) 100010643920 | 2020-10-09 |  | 2022-10-13
1057028 | Power Systems, Uninterruptible | Power Systems | Power Systems, Uninterruptible | Active | MSH | MSH | 15U | Obstetrical Suite (L&D) | Room 14-B11-1 | TRIPP LITE | Smart500RT1U | 2419AY0SM880800306 | 2014-08-12 | 461 | 2015-08-12 | Located in closet 14-B11-1
1057032 | Pulse CO-Oximeter | Pulse CO-Oximeter | Pulse CO-Oximeter | Active | MSH | MSH | 16M | Mother & Baby | 16th Floor - Murray Side | MASIMO | Radical-7 | 1000189769 | 2020-06-17 | 2774 | 2021-06-17 | Free item included with Root purchase
1057033 | Monitors, Vital Signs | Monitors, Vital Signs | Monitors, Vital Signs | Active | MSH | MSH | 16M | Mother & Baby | 16th Floor - Murray Side | MASIMO | Root | 2000152654 | 2020-06-17 |  | 2021-06-17
1057034 | Monitors, Vital Signs | Monitors, Vital Signs | Monitors, Vital Signs | Active | MSH | MSH | 15M | Nursing 15 Murray/Antenatal | 15th Floor - Murray Side | MASIMO | Root | 2000082099 | 2020-06-17 |  | 2021-06-17
1057035 | Pulse CO-Oximeter | Pulse CO-Oximeter | Pulse CO-Oximeter | Active | MSH | MSH | 15M | Nursing 15 Murray/Antenatal | 15th Floor - Murray Side | MASIMO | Radical-7 | 1000187713 | 2020-06-17 | 2774 | 2021-06-17 | Free item included with Root purchase
1057036 | Monitors, Physiologic, Patient Transport | Monitors, Physiologic | Monitors, Physiologic, Patient Transport | Active | MSH | MSH | 3 | Emergency | Emergency | Philips Healthcare | 867030 - X3 | DE694D9732 | 2020-10-01 |  | 2021-10-01
1057037 | Pulse CO-Oximeter | Pulse CO-Oximeter | Pulse CO-Oximeter | Active | MSH | MSH | 16M | Mother & Baby | 16th Floor - Murray Side | MASIMO | Radical-7 | 100189650 | 2020-06-17 | 2774 | 2021-06-17 | Free item included with Root purchase
1057038 | Monitors, Vital Signs | Monitors, Vital Signs | Monitors, Vital Signs | Active | MSH | MSH | 16M | Mother & Baby | 16th Floor - Murray Side | MASIMO | Root | 2000081953 | 2020-06-17 |  | 2021-06-17
1057039 | Monitors, Vital Signs | Monitors, Vital Signs | Monitors, Vital Signs | Active | MSH | MSH | 16M | Mother & Baby | 16th Floor - Murray Side | MASIMO | Root | 2000080921 | 2020-06-17 |  | 2021-06-17
1057040 | Pulse CO-Oximeter | Pulse CO-Oximeter | Pulse CO-Oximeter | Active | MSH | MSH | 16M | Mother & Baby | 16th Floor - Murray Side | MASIMO | Radical-7 | 1000189729 | 2020-06-17 | 2774 | 2021-06-17 | Free item included with Root purchase
1057041 | Pulse CO-Oximeter | Pulse CO-Oximeter | Pulse CO-Oximeter | Active | MSH | MSH | 15M | Nursing 15 Murray/Antenatal | 15th Floor - Murray Side | MASIMO | Radical-7 | 1000189674 | 2020-06-17 | 2774 | 2021-06-17 | Free item included with Root purchase
1057042 | Monitors, Vital Signs | Monitors, Vital Signs | Monitors, Vital Signs | Active | MSH | MSH | 15M | Nursing 15 Murray/Antenatal | 15th Floor - Murray Side | MASIMO | Root | 2000082114 | 2020-06-17 |  | 2021-06-17 | Configured to use with Masimo Patient SafetyNet (15M-317)
1057043 | Monitors, Vital Signs | Monitors, Vital Signs | Monitors, Vital Signs | Active | MSH | MSH | 15M | Nursing 15 Murray/Antenatal | 15th Floor - Murray Side | MASIMO | Root | 2000082127 | 2020-06-17 |  | 2021-06-17
1057044 | Pulse CO-Oximeter | Pulse CO-Oximeter | Pulse CO-Oximeter | Active | MSH | MSH | 15M | Nursing 15 Murray/Antenatal | 15th Floor - Murray Side | MASIMO | Radical-7 | 1000189506 | 2020-06-17 | 2774 | 2021-06-17 | Free item included with Root purchase
1057045 | Pulse CO-Oximeter | Pulse CO-Oximeter | Pulse CO-Oximeter | Active | MSH | MSH | 15M | Nursing 15 Murray/Antenatal | 15th Floor - Murray Side | MASIMO | Radical-7 | 1000189646 | 2020-06-17 | 2774 | 2021-06-17 | Free item included with Root purchase
1057046 | Monitors, Vital Signs | Monitors, Vital Signs | Monitors, Vital Signs | Active | MSH | MSH | 15M | Nursing 15 Murray/Antenatal | 15th Floor - Murray Side | MASIMO | Root | 2000115581 | 2020-06-17 |  | 2021-06-17 | Configured to use with Masimo Patient SafetyNet (15M-304)
1057047 | Monitors, Vital Signs | Monitors, Vital Signs | Monitors, Vital Signs | Active | MSH | MSH | 16M | Mother & Baby | 16th Floor - Murray Side | MASIMO | Root | 2000081919 | 2020-06-17 |  | 2021-06-17
1057048 | Pulse CO-Oximeter | Pulse CO-Oximeter | Pulse CO-Oximeter | Active | MSH | MSH | 16M | Mother & Baby | 16th Floor - Murray Side | MASIMO | Radical-7 | 1000189798 | 2020-06-17 | 2774 | 2021-06-17 | Free item included with Root purchase
1057049 | Pulse CO-Oximeter | Pulse CO-Oximeter | Pulse CO-Oximeter | Active | MSH | MSH | 15M | Nursing 15 Murray/Antenatal | 15th Floor - Murray Side | MASIMO | Radical-7 | 1000187459 | 2020-06-17 | 2774 | 2021-06-17 | Free item included with Root purchase
1057050 | Monitors, Vital Signs | Monitors, Vital Signs | Monitors, Vital Signs | Active | MSH | MSH | 15M | Nursing 15 Murray/Antenatal | 15th Floor - Murray Side | MASIMO | Root | 2000081920 | 2020-06-17 |  | 2021-06-17
1057051 | Monitors, Vital Signs | Monitors, Vital Signs | Monitors, Vital Signs | Active | MSH | MSH | 15M | Nursing 15 Murray/Antenatal | 15th Floor - Murray Side | MASIMO | Root | 2000183117 | 2020-06-17 |  | 2021-06-17
1057052 | Pulse CO-Oximeter | Pulse CO-Oximeter | Pulse CO-Oximeter | Active | MSH | MSH | 15M | Nursing 15 Murray/Antenatal | 15th Floor - Murray Side | MASIMO | Radical-7 | 1000189622 | 2020-06-17 | 2774 | 2021-06-17 | Free item included with Root purchase
1057054 | Workstations | Workstations | Workstations | Active | MSH | MSH | 12N | JDMI - Mammography | MSH BI RAD REVIEW ROOM 12th Floor - North Side | Hologic | SecurView Diagnostic | 9780319D0330 | 2020-05-04
1057055 | Workstations | Workstations | Workstations | Active | MSH | MSH | 12N | JDMI - Mammography | MSH BI RAD REVIEW ROOM POSITION 2 12th Floor - North Side | Hologic | SecurView Diagnostic | 9780319D0331 | 2020-05-04 |  |  | MSH_MG_WS2 172.20.220.134 PORT 11112
1057056 | Workstations | Workstations | Workstations | Active | MSH | MSH | 12N | JDMI - Mammography | MSH BI RAD REVIEW ROOM 12th Floor - North Side | Hologic | SecurView Diagnostic | 9780222D1056 | 2020-05-04
1057057 | Server, Imaging | Server | Server, Imaging | Active | MSH | MSH | 5 | JDMI - Mammography | MSH 5 JDMIPACS SERVER ROOM | Hologic | Cenova CAD | 1 | 2020-05-04
1057058 | Server, Imaging | Server | Server, Imaging | Active | MSH | MSH | 5 | JDMI - Mammography | MSH 5 JDMIPACS SERVER ROOM | Hologic | Cenova CAD | 2 | 2020-05-04
1057059 | Server, Imaging | Server | Server, Imaging | Active | MSH | MSH | 5 | JDMI - Mammography | MSH 5 JDMIPACS SERVER ROOM | Hologic | SecurXchange | 1 | 2020-05-04
1057060 | Server, Imaging MSH BI HOLOGIIC SVDX MGR SERVER | Server | Server, Imaging | Active | MSH | MSH | 5 | JDMI - Mammography | MSH 5 JDMIPACS SERVER ROOM | Hologic | SVDX - SecurView SVDX | 1 | 2020-05-04 |  |  | MSH BI HOLOGIIC SVDX MGR SERVER
1057083 | Warming Units, Patient, Forced-Air | Warming Units | Warming Units, Patient, Forced-Air | Active | MSH | MSH | 7 | SURGICAL SUITE (COMBINED WITH CYSTO) | 7th Floor | STRYKER CORP | MA1200-PM | 211036572 | 2020-10-22
1057103 | Power Supplies | Power Supplies | Power Supplies | Active | MSH | MSH | 3 | Emergency | 3rd (Main) Floor | Philips Healthcare | 867043 | PL43228969 | 2020-10-01 |  | 2021-10-01
1057104 | Power Supplies | Power Supplies | Power Supplies | Active | MSH | MSH | 3 | Emergency | 3rd (Main) Floor | Philips Healthcare | 867043 | PL43228926 | 2020-10-01 |  | 2021-10-01
1057105 | Power Supplies | Power Supplies | Power Supplies | Active | MSH | MSH | 3 | Emergency | 3rd (Main) Floor | Philips Healthcare | 867043 | PL43228839 | 2020-10-01 |  | 2021-10-01
1057106 | Power Supplies | Power Supplies | Power Supplies | Active | MSH | MSH | 17U | NICU | 17 - University | Philips Healthcare | 867043 | PL43228837 | 2020-10-01 |  | 2021-10-01 | Get it from ED to NICU transport incubator # 75
1057108 | Monitors, Vital Signs | Monitors, Vital Signs | Monitors, Vital Signs | Active | MSH | MSH | 17M | Nursing 14N Surgery | 17 - Murray | MASIMO | Root | 2000082100 | 2020-06-10 |  | 2021-06-10
1057109 | Pulse CO-Oximeter | Pulse CO-Oximeter | Pulse CO-Oximeter | Active | MSH | MSH | 17M | Nursing 14N Surgery | 17 - Murray | MASIMO | Radical-7 | 1000189639 | 2020-06-10 | 2774 | 2021-06-10 | Free item included with Root purchase
1057110 | Pulse CO-Oximeter | Pulse CO-Oximeter | Pulse CO-Oximeter | Active | MSH | MSH | 16M | Mother & Baby | 16th Floor - Murray Side | MASIMO | Radical-7 | 1000189532 | 2020-06-10 | 2774 | 2021-06-10 | Free item included with Root purchase
1057111 | Monitors, Vital Signs | Monitors, Vital Signs | Monitors, Vital Signs | Active | MSH | MSH | 16M | Mother & Baby | 16th Floor - Murray Side | MASIMO | Root | 2000058902 | 2020-06-10 |  | 2021-06-10
1057112 | Monitors, Vital Signs | Monitors, Vital Signs | Monitors, Vital Signs | Active | MSH | MSH | 15M | Nursing 15 Murray/Antenatal | 15th Floor - Murray Side | MASIMO | Root | 2000081930 | 2020-06-10 |  | 2021-06-10
1057113 | Pulse CO-Oximeter | Pulse CO-Oximeter | Pulse CO-Oximeter | Active | MSH | MSH | 15M | Nursing 15 Murray/Antenatal | 15th Floor - Murray Side | MASIMO | Radical-7 | 1000189590 | 2020-06-10 | 2774 | 2021-06-10 | Free item included with Root purchase
1057114 | Pulse CO-Oximeter | Pulse CO-Oximeter | Pulse CO-Oximeter | Active | MSH | MSH | 16M | Mother & Baby | 16th Floor - Murray Side | MASIMO | Radical-7 | 1000189541 | 2020-06-10 | 2774 | 2021-06-10 | Free item included with Root purchase
1057115 | Monitors, Vital Signs | Monitors, Vital Signs | Monitors, Vital Signs | Active | MSH | MSH | 16M | Mother & Baby | 16th Floor - Murray Side | MASIMO | Root | 2000082117 | 2020-06-10 |  | 2021-06-10 | Configured to use with Masimo Patient SafetyNet (16M-316)
1057116 | Monitors, Vital Signs | Monitors, Vital Signs | Monitors, Vital Signs | Active | MSH | MSH | 16M | Mother & Baby | 16th Floor - Murray Side | MASIMO | Root | 2000082126 | 2020-06-10 |  | 2021-06-10
1057117 | Pulse CO-Oximeter | Pulse CO-Oximeter | Pulse CO-Oximeter | Active | MSH | MSH | 16M | Mother & Baby | 16th Floor - Murray Side | MASIMO | Radical-7 | 1000189549 | 2020-06-10 | 2774 | 2021-06-10 | Free item included with Root purchase
1057118 | Pulse CO-Oximeter | Pulse CO-Oximeter | Pulse CO-Oximeter | Active | MSH | MSH | 15M | Nursing 15 Murray/Antenatal | 15th Floor - Murray Side | MASIMO | Radical-7 | 1000189586 | 2020-06-10 | 2774 | 2021-06-10 | Free item included with Root purchase
1057119 | Monitors, Vital Signs | Monitors, Vital Signs | Monitors, Vital Signs | Active | MSH | MSH | 15M | Nursing 15 Murray/Antenatal | 15th Floor - Murray Side | MASIMO | Root | 2000082124 | 2020-06-10 |  | 2021-06-10
1057120 | Monitors, Vital Signs | Monitors, Vital Signs | Monitors, Vital Signs | Active | MSH | MSH | 11S | Nursing 11S Medicine | 11th Floor - South Side | MASIMO | Root | 2000081929 | 2020-06-10 |  | 2021-06-10
1057121 | Pulse CO-Oximeter | Pulse CO-Oximeter | Pulse CO-Oximeter | Active | BH | BH | 4N | Bridgepoint | 4th Floor - North Side | MASIMO | Radical-7 | 1000189445 | 2020-06-10 | 2774 | 2021-06-10 | Free item included with Root purchase
1057122 | Pulse CO-Oximeter | Pulse CO-Oximeter | Pulse CO-Oximeter | Active | BH | BH | 4N | Bridgepoint | 4th Floor - North Side | MASIMO | Radical-7 | 1000189605 | 2020-06-10 | 2774 | 2021-06-10 | Free item included with Root purchase
1057123 | Monitors, Vital Signs | Monitors, Vital Signs | Monitors, Vital Signs | Active | MSH | MSH | 16M | Mother & Baby | 16th Floor - Murray Side | MASIMO | Root | 2000082128 | 2020-06-10 |  | 2021-06-10
1057124 | Monitors, Vital Signs | Monitors, Vital Signs | Monitors, Vital Signs | Active | MSH | MSH | 16M | Mother & Baby | 16th Floor - Murray Side | MASIMO | Root | 20000125804 | 2020-06-10 |  | 2021-06-10
1057125 | Pulse CO-Oximeter | Pulse CO-Oximeter | Pulse CO-Oximeter | Active | MSH | MSH | 16M | Mother & Baby | 16th Floor - Murray Side | MASIMO | Radical-7 | 1000189551 | 2020-06-10 | 2774 | 2021-06-10 | Free item included with Root purchase
1057130 | Ophthalmoscope/Otoscopes | Ophthalmoscope/Otoscopes | Ophthalmoscope/Otoscopes | Active | MSH | MSH | 3 | Emergency | ED Tr. Airborne | Amico | DS-UDM-2 | DS11488HG | 2020-10-27 |  | 2021-10-27
1057131 | Ophthalmoscope/Otoscopes | Ophthalmoscope/Otoscopes | Ophthalmoscope/Otoscopes | Active | MSH | MSH | 3 | Emergency | ED Behavioral | Amico | DS-UDM-2 | DS11406GG | 2020-10-27 |  | 2021-10-27
1057132 | Ophthalmoscope/Otoscopes | Ophthalmoscope/Otoscopes | Ophthalmoscope/Otoscopes | Active | MSH | MSH | 3 | Emergency | ED Behavioral | Amico | DS-UDM-2 | DS11479HG | 2020-10-27 |  | 2021-10-27
1057133 | Tables, Operating | Tables | Tables, Operating | Active | MSH | MSH | 7 | SURGICAL SUITE (COMBINED WITH CYSTO) | O.R | Mizuho OSI | HANA - 5875 | 2020-3159 | 2020-10-27
1057137 | Access Point | Network Equipment | Access Point | Active | MSH | MSH | 1 | Biomedical Engineering | Biomedical Eng. | Philips Healthcare | ITS4852A | US51746576 | 2020-06-01 | 1180 | 2021-10-28 | Telemetry Wireless System.
1057139 | Air Mattress Pump | Air Mattress | Air Mattress | Active | MSH | MSH | 12S | Biomedical Engineering | Loaner | STRYKER CORP | AIR+ | 2019021303436 | 2020-10-16
1057148 | Access Point | Network Equipment | Access Point | Active | MSH | MSH | 1 | Biomedical Engineering | Biomedical Eng. | Philips Healthcare | ITS4852A | US51746567 | 2020-06-01 | 1180 | 2021-06-01 | Telemetry Wireless System.
1057149 | Access Point | Network Equipment | Access Point | Active | MSH | MSH | 1 | Biomedical Engineering | Biomedical Eng. | Philips Healthcare | ITS4852A | US51746568 | 2020-06-01 | 1180 | 2021-06-01 | Telemetry Wireless System.
1057150 | Access Point | Network Equipment | Access Point | Active | MSH | MSH | 1 | Biomedical Engineering | Biomedical Eng. | Philips Healthcare | ITS4852A | US51746569 | 2020-06-01 | 1180 | 2021-06-01 | Telemetry Wireless System.
1057151 | Access Point | Network Equipment | Access Point | Active | MSH | MSH | 1 | Biomedical Engineering | Biomedical Eng. | Philips Healthcare | ITS4852A | US51746570 | 2020-06-01 | 1180 | 2021-06-01 | Telemetry Wireless System.
1057152 | Access Point | Network Equipment | Access Point | Active | MSH | MSH | 1 | Biomedical Engineering | Biomedical Eng. | Philips Healthcare | ITS4852A | US51746571 | 2020-06-01 | 1180 | 2021-06-01 | Telemetry Wireless System.
1057153 | Access Point | Network Equipment | Access Point | Active | MSH | MSH | 1 | Biomedical Engineering | Biomedical Eng. | Philips Healthcare | ITS4852A | US51746573 | 2020-06-01 | 1180 | 2021-06-01 | Telemetry Wireless System.
1057154 | Access Point | Network Equipment | Access Point | Active | MSH | MSH | 1 | Biomedical Engineering | Biomedical Eng. | Philips Healthcare | ITS4852A | US51746574 | 2020-06-01 | 1180 | 2021-06-01 | Telemetry Wireless System.
1057155 | Access Point | Network Equipment | Access Point | Active | MSH | MSH | 1 | Biomedical Engineering | Biomedical Eng. | Philips Healthcare | ITS4852A | US51746599 | 2020-06-01 | 1180 | 2021-06-01 | Telemetry Wireless System.
1057156 | Access Point | Network Equipment | Access Point | Active | MSH | MSH | 1 | Biomedical Engineering | Biomedical Eng. | Philips Healthcare | ITS4852A | US51746613 | 2020-06-01 | 1180 | 2021-06-01 | Telemetry Wireless System.
1057157 | Access Point | Network Equipment | Access Point | Active | MSH | MSH | 1 | Biomedical Engineering | Biomedical Eng. | Philips Healthcare | ITS4852A | US51746614 | 2020-06-01 | 1180 | 2021-06-01 | Telemetry Wireless System.
1057158 | Access Point | Network Equipment | Access Point | Active | MSH | MSH | 1 | Biomedical Engineering | Biomedical Eng. | Philips Healthcare | ITS4852A | US51746580 | 2020-06-01 | 1180 | 2021-06-01 | Telemetry Wireless System.
1057159 | Access Point | Network Equipment | Access Point | Active | MSH | MSH | 1 | Biomedical Engineering | Biomedical Eng. | Philips Healthcare | ITS4852A | US51746581 | 2020-06-01 | 1180 | 2021-06-01 | Telemetry Wireless System.
1057160 | Access Point | Network Equipment | Access Point | Active | MSH | MSH | 1 | Biomedical Engineering | Biomedical Eng. | Philips Healthcare | ITS4852A | US51746592 | 2020-06-01 | 1180 | 2021-06-01 | Telemetry Wireless System.
1057161 | Access Point | Network Equipment | Access Point | Active | MSH | MSH | 1 | Biomedical Engineering | Biomedical Eng. | Philips Healthcare | ITS4852A | US51746594 | 2020-06-01 | 1180 | 2021-06-01 | Telemetry Wireless System.
1057162 | Access Point | Network Equipment | Access Point | Active | MSH | MSH | 1 | Biomedical Engineering | Biomedical Eng. | Philips Healthcare | ITS4852A | US51746595 | 2020-06-01 | 1180 | 2021-06-01 | Telemetry Wireless System.
1057163 | Access Point | Network Equipment | Access Point | Active | MSH | MSH | 1 | Biomedical Engineering | Biomedical Eng. | Philips Healthcare | ITS4852A | US51746596 | 2020-06-01 | 1180 | 2021-06-01 | Telemetry Wireless System.
1057164 | Access Point | Network Equipment | Access Point | Active | MSH | MSH | 1 | Biomedical Engineering | Biomedical Eng. | Philips Healthcare | ITS4852A | US51746609 | 2020-06-01 | 1180 | 2021-06-01 | Telemetry Wireless System.
1057165 | Access Point | Network Equipment | Access Point | Active | MSH | MSH | 1 | Biomedical Engineering | Biomedical Eng. | Philips Healthcare | ITS4852A | US51746610 | 2020-06-01 | 1180 | 2021-06-01 | Telemetry Wireless System.
1057166 | Access Point | Network Equipment | Access Point | Active | MSH | MSH | 1 | Biomedical Engineering | Biomedical Eng. | Philips Healthcare | ITS4852A | US51746611 | 2020-06-01 | 1180 | 2021-06-01 | Telemetry Wireless System.
1057167 | Access Point | Network Equipment | Access Point | Active | MSH | MSH | 1 | Biomedical Engineering | Biomedical Eng. | Philips Healthcare | ITS4852A | US51746612 | 2020-06-01 | 1180 | 2021-06-01 | Telemetry Wireless System.
1057168 | Access Point | Network Equipment | Access Point | Active | MSH | MSH | 1 | Biomedical Engineering | Biomedical Eng. | Philips Healthcare | ITS4852A | US51746572 | 2020-06-01 | 1180 | 2021-06-01 | Telemetry Wireless System.
1057169 | Access Point | Network Equipment | Access Point | Active | MSH | MSH | 1 | Biomedical Engineering | Biomedical Eng. | Philips Healthcare | ITS4852A | US51746575 | 2020-06-01 | 1180 | 2021-06-01 | Telemetry Wireless System.
1057170 | Access Point | Network Equipment | Access Point | Active | MSH | MSH | 1 | Biomedical Engineering | Biomedical Eng. | Philips Healthcare | ITS4852A | US51746579 | 2020-06-01 | 1180 | 2021-06-01 | Telemetry Wireless System.
1057171 | Access Point | Network Equipment | Access Point | Active | MSH | MSH | 1 | Biomedical Engineering | Biomedical Eng. | Philips Healthcare | ITS4852A | US51746583 | 2020-06-01 | 1180 | 2021-06-01 | Telemetry Wireless System.
1057172 | Access Point | Network Equipment | Access Point | Active | MSH | MSH | 1 | Biomedical Engineering | Biomedical Eng. | Philips Healthcare | ITS4852A | US51746584 | 2020-06-01 | 1180 | 2021-06-01 | Telemetry Wireless System.
1057173 | Access Point | Network Equipment | Access Point | Active | MSH | MSH | 1 | Biomedical Engineering | Biomedical Eng. | Philips Healthcare | ITS4852A | US51746585 | 2020-06-01 | 1180 | 2021-06-01 | Telemetry Wireless System.
1057174 | Access Point | Network Equipment | Access Point | Active | MSH | MSH | 1 | Biomedical Engineering | Biomedical Eng. | Philips Healthcare | ITS4852A | US51746586 | 2020-06-01 | 1180 | 2021-06-01 | Telemetry Wireless System.
1057175 | Access Point | Network Equipment | Access Point | Active | MSH | MSH | 1 | Biomedical Engineering | Biomedical Eng. | Philips Healthcare | ITS4852A | US51746587 | 2020-06-01 | 1180 | 2021-06-01 | Telemetry Wireless System.
1057176 | Access Point | Network Equipment | Access Point | Active | MSH | MSH | 1 | Biomedical Engineering | Biomedical Eng. | Philips Healthcare | ITS4852A | US51746597 | 2020-06-01 | 1180 | 2021-06-01 | Telemetry Wireless System.
1057177 | Access Point | Network Equipment | Access Point | Active | MSH | MSH | 1 | Biomedical Engineering | Biomedical Eng. | Philips Healthcare | ITS4852A | US51746577 | 2020-06-01 | 1180 | 2021-06-01 | Telemetry Wireless System.
1057178 | Access Point | Network Equipment | Access Point | Active | MSH | MSH | 1 | Biomedical Engineering | Biomedical Eng. | Philips Healthcare | ITS4852A | US51746588 | 2020-06-01 | 1180 | 2021-06-01 | Telemetry Wireless System.
1057179 | Access Point | Network Equipment | Access Point | Active | MSH | MSH | 1 | Biomedical Engineering | Biomedical Eng. | Philips Healthcare | ITS4852A | US51746589 | 2020-06-01 | 1180 | 2021-06-01 | Telemetry Wireless System.
1057180 | Access Point | Network Equipment | Access Point | Active | MSH | MSH | 1 | Biomedical Engineering | Biomedical Eng. | Philips Healthcare | ITS4852A | US51746590 | 2020-06-01 | 1180 | 2021-06-01 | Telemetry Wireless System.
1057181 | Access Point | Network Equipment | Access Point | Active | MSH | MSH | 1 | Biomedical Engineering | Biomedical Eng. | Philips Healthcare | ITS4852A | US51746591 | 2020-06-01 | 1180 | 2021-06-01 | Telemetry Wireless System.
1057182 | Access Point | Network Equipment | Access Point | Active | MSH | MSH | 1 | Biomedical Engineering | Biomedical Eng. | Philips Healthcare | ITS4852A | US51746602 | 2020-06-01 | 1180 | 2021-06-01 | Telemetry Wireless System.
1057183 | Access Point | Network Equipment | Access Point | Active | MSH | MSH | 1 | Biomedical Engineering | Biomedical Eng. | Philips Healthcare | ITS4852A | US51746603 | 2020-06-01 | 1180 | 2021-06-01 | Telemetry Wireless System.
1057184 | Access Point | Network Equipment | Access Point | Active | MSH | MSH | 1 | Biomedical Engineering | Biomedical Eng. | Philips Healthcare | ITS4852A | US51746604 | 2020-06-01 | 1180 | 2021-06-01 | Telemetry Wireless System.
1057185 | Access Point | Network Equipment | Access Point | Active | MSH | MSH | 1 | Biomedical Engineering | Biomedical Eng. | Philips Healthcare | ITS4852A | US51746606 | 2020-06-01 | 1180 | 2021-06-01 | Telemetry Wireless System.
1057186 | Access Point | Network Equipment | Access Point | Active | MSH | MSH | 1 | Biomedical Engineering | Biomedical Eng. | Philips Healthcare | ITS4852A | US51746608 | 2020-06-01 | 1180 | 2021-06-01 | Telemetry Wireless System.
1057187 | Access Point | Network Equipment | Access Point | Active | MSH | MSH | 1 | Biomedical Engineering | Biomedical Eng. | Philips Healthcare | ITS4852A | US51746578 | 2020-06-01 | 1180 | 2021-06-01 | Telemetry Wireless System.
1057188 | Access Point | Network Equipment | Access Point | Active | MSH | MSH | 1 | Biomedical Engineering | Biomedical Eng. | Philips Healthcare | ITS4852A | US51746582 | 2020-06-01 | 1180 | 2021-06-01 | Telemetry Wireless System.
1057189 | Access Point | Network Equipment | Access Point | Active | MSH | MSH | 1 | Biomedical Engineering | Biomedical Eng. | Philips Healthcare | ITS4852A | US51746593 | 2020-06-01 | 1180 | 2021-06-01 | Telemetry Wireless System.
1057190 | Access Point | Network Equipment | Access Point | Active | MSH | MSH | 1 | Biomedical Engineering | Biomedical Eng. | Philips Healthcare | ITS4852A | US51746598 | 2020-06-01 | 1180 | 2021-06-01 | Telemetry Wireless System.
1057191 | Access Point | Network Equipment | Access Point | Active | MSH | MSH | 1 | Biomedical Engineering | Biomedical Eng. | Philips Healthcare | ITS4852A | US51746600 | 2020-06-01 | 1180 | 2021-06-01 | Telemetry Wireless System.
1057192 | Access Point | Network Equipment | Access Point | Active | MSH | MSH | 1 | Biomedical Engineering | Biomedical Eng. | Philips Healthcare | ITS4852A | US51746601 | 2020-06-01 | 1180 | 2021-06-01 | Telemetry Wireless System.
1057193 | Access Point | Network Equipment | Access Point | Active | MSH | MSH | 1 | Biomedical Engineering | Biomedical Eng. | Philips Healthcare | ITS4852A | US51746605 | 2020-06-01 | 1180 | 2021-06-01 | Telemetry Wireless System.
1057194 | Access Point | Network Equipment | Access Point | Active | MSH | MSH | 1 | Biomedical Engineering | Biomedical Eng. | Philips Healthcare | ITS4852A | US51746607 | 2020-06-01 | 1180 | 2021-06-01 | Telemetry Wireless System.
1057195 | Access Point | Network Equipment | Access Point | Active | MSH | MSH | 1 | Biomedical Engineering | Biomedical Eng. | Philips Healthcare | ITS4852A | US51746615 | 2020-06-01 | 1180 | 2021-06-01 | Telemetry Wireless System.
1057196 | Access Point | Network Equipment | Access Point | Active | MSH | MSH | 1 | Biomedical Engineering | Biomedical Eng. | Philips Healthcare | ITS4852A | US51746616 | 2020-06-01 | 1180 | 2021-06-01 | Telemetry Wireless System.
1057216 | Monitoring Systems, Measurement Server Extension | Monitoring Systems | Monitoring Systems | Active | MSH | MSH | 1 | Biomedical Engineering | 1st Floor | Philips Healthcare | M SERIES | DE34704465 | 2005-01-01
1057221 | Physiologic Monitor Modules, Exhaled Carbon Dioxide | Physiologic Monitor Modules | Physiologic Monitor Modules, Exhaled Carbon Dioxide | Active | MSH | MSH | 1 | Biomedical Engineering | BIOMED SPARE | Philips Healthcare | M3015A - CO2 MMS | DE13872030 | 2013-05-30
1057278 | Pulse CO-Oximeter | Pulse CO-Oximeter | Pulse CO-Oximeter | Active | MSH | MSH | 15M | Nursing 15 Murray/Antenatal | 15th Floor - Murray Side | MASIMO | Radical-7 | 1000189635 | 2020-06-10 | 2774 | 2021-06-10 | Free item included with Root purchase
1057279 | Monitors, Vital Signs | Monitors, Vital Signs | Monitors, Vital Signs | Active | MSH | MSH | 16M | Mother & Baby | 16th Floor - Murray Side | MASIMO | Root | 2000173112 | 2020-06-10 |  | 2021-06-10 | Original unit (SN 2000081901) defective. Replaced February 2, 2024 with SN2000184926
1057280 | Monitors, Vital Signs | Monitors, Vital Signs | Monitors, Vital Signs | Active | MSH | MSH | 1 | 16N Med/Surg Temp Surge | 1st Floor | MASIMO | Root | 2000081923 | 2020-06-10 |  | 2021-06-10
1057281 | Pulse CO-Oximeter | Pulse CO-Oximeter | Pulse CO-Oximeter | Active | BH | BH | CSR | Bridgepoint | Basement (CSR) | MASIMO | Radical-7 | 1000189758 | 2020-06-10 | 2774 | 2021-06-10 | Free item included with Root purchase
1057282 | Pulse CO-Oximeter | Pulse CO-Oximeter | Pulse CO-Oximeter | Active | MSH | MSH | 16M | Mother & Baby | 16th Floor - Murray Side | MASIMO | Radical-7 | 1000189742 | 2020-06-10 | 2774 | 2021-06-10 | Free item included with Root purchase
1057283 | Monitors, Vital Signs | Monitors, Vital Signs | Monitors, Vital Signs | Active | MSH | MSH | 16M | Mother & Baby | 16th Floor - Murray Side | MASIMO | Root | 2000081912 | 2020-06-10 |  | 2021-06-10
1057284 | Monitors, Vital Signs | Monitors, Vital Signs | Monitors, Vital Signs | Active | MSH | MSH | 17U | PNAC | 17th PNAC | MASIMO | Root | 2000082010 | 2020-06-10 |  | 2021-06-10
1057285 | Pulse CO-Oximeter | Pulse CO-Oximeter | Pulse CO-Oximeter | Active | MSH | MSH | 17U | PNAC | 17th PNAC | MASIMO | Radical-7 | 1000189673 | 2020-06-10 | 2774 | 2021-06-10 | Free item included with Root purchase
1057286 | Pulse CO-Oximeter | Pulse CO-Oximeter | Pulse CO-Oximeter | Active | MSH | 60MURR | 4 | Family Practice Clinic | 4th Floor - ROOM 10 | MASIMO | Radical-7 | 1000189497 | 2020-06-10 | 2774 | 2021-06-10 | Free item included with Root purchase
1057287 | Monitors, Vital Signs | Monitors, Vital Signs | Monitors, Vital Signs | Active | BH | BH | CSR | Bridgepoint | Basement (CSR) | MASIMO | Root | 2000082129 | 2020-06-10 |  | 2021-06-10
1057288 | Monitors, Vital Signs | Monitors, Vital Signs | Monitors, Vital Signs | Active | BH | BH | CSR | Bridgepoint | Basement (CSR) | MASIMO | Root | 2000082122 | 2020-06-10 |  | 2021-06-10
1057289 | Pulse CO-Oximeter | Pulse CO-Oximeter | Pulse CO-Oximeter | Active | BH | BH | CSR | Bridgepoint | Basement (CSR) | MASIMO | Radical-7 | 1000189638 | 2020-06-10 | 2774 | 2021-06-10 | Free item included with Root purchase
1057290 | Pulse CO-Oximeter | Pulse CO-Oximeter | Pulse CO-Oximeter | Active | MSH | MSH | 15M | Nursing 15 Murray/Antenatal | 15th Floor - Murray Side | MASIMO | Radical-7 | 1000189703 | 2020-06-10 | 2774 | 2021-06-10 | Free item included with Root purchase
1057291 | Monitors, Vital Signs | Monitors, Vital Signs | Monitors, Vital Signs | Active | MSH | MSH | 15M | Nursing 15 Murray/Antenatal | 15th Floor - Murray Side | MASIMO | Root | 2000081904 | 2020-06-10 |  | 2021-06-10 | Configured to use with Masimo Patient SafetyNet (15M-311)
1057292 | Monitors, Vital Signs | Monitors, Vital Signs | Monitors, Vital Signs | Active | MSH | 60MURR | 4 | Family Practice Clinic | 4th Floor - ROOM 10 | MASIMO | Root | 2000082120 | 2020-06-10 |  | 2021-06-10
1057293 | Pulse CO-Oximeter | Pulse CO-Oximeter | Pulse CO-Oximeter | Active | BH | BH | 6N | Bridgepoint | 6th Floor - North Side | MASIMO | Radical-7 | 1000189648 | 2020-06-10 | 2774 | 2021-06-10 | Free item included with Root purchase
1057302 | Ultrasound | Scanning Systems | Scanning Systems, Ultrasonic | Active | MSH | OPG | 3rd Floor | Special Pregnancy Program-Fetal | SPP-HALL-C (Old Probe room) | GE Healthcare | H48701XT - Voluson E10 | E76626 | 2020-12-04 | 0 | 2021-12-04 | Probes: EM6C G2, 5694357, 226949KR6, 647624EM6C RM6C, KTI300849, 238232KR3 C1-5-D, 5261135, 731202WX8 9L-D, 5194432, 215995WP2 RIC5-9-D, KTI156991, 239785KR9 C2-9-D, 5405253, 306770YP9 IC5-9D, 5492351, 698476WX9 IC5-9D, 5492351, 692917WX8 IC5-9D, 5492351, 698504WX8
1057303 | Monitors, Physiologic, Multipurpose, Bedside | Monitors, Physiologic | Monitors, Physiologic, Multipurpose, Bedside | Active | MSH | MSH | 3 | Emergency | Emergency | Philips Healthcare | 866064 - MX500 | DE671R1894 | 2020-10-01 |  | 2021-10-01
1057304 | Monitors, Physiologic, Patient Transport | Monitors, Physiologic | Monitors, Physiologic, Patient Transport | Active | MSH | MSH | 3 | Emergency | Emergency | Philips Healthcare | 867030 - X3 | DE694F4634 | 2020-10-01 |  | 2021-10-01
1057346 | Lasers, Argon, Ophthalmic | Lasers | Lasers, Argon, Ophthalmic | Active | MSH | MSH | 16M | Ophthalmology Clinic | After-Hours & Weekend Clinic | IRIDEX | Oculight-GL | GL41515C | 2018-11-01
1057349 | Thermometers, Electronic, Infrared, Ear | Thermometers | Thermometers, Electronic, Infrared, Ear | Active | MSH | MSH | 3 | Emergency | Assessment Centre | Cardinal Health Canada Inc | Genius 3 | N19867655 | 2020-11-09 |  | 2023-11-09 | N19867595 replaced with N19867655 Nov 16, 2020
1057350 | Thermometers, Electronic, Infrared, Ear | Thermometers | Thermometers, Electronic, Infrared, Ear | Active | MSH | MSH | 9 | Nursing 9S Psychiatry | 9th Floor | Cardinal Health Canada Inc | Genius 3 | N19867574 | 2020-11-09 |  | 2023-11-09 | N19867331 replaced with N19867574 Nov 16, 2020
1057351 | Thermometers, Electronic, Infrared, Ear | Thermometers | Thermometers, Electronic, Infrared, Ear | Active | MSH | MSH | 3 | COVID-19 Assessment Centre (CAC) | Assessment Centre | Cardinal Health Canada Inc | Genius 3 | N19836226 | 2020-11-09 |  | 2023-11-09 | N19836269 replaced with N19836226 Nov 16, 2020
1057376 | CPAP W/Humidifer | VPAP W/Humidifer | VPAP W/Humidifer | Active | MSH | MSH | 1 | Respiratory Therapy | 1st Floor | Resmed | 37028-Air10 | 23202286552 | 2012-06-22 | 7329 | 2021-11-11 | Please check the attached contract.
1057377 | CPAP W/Humidifer | VPAP W/Humidifer | VPAP W/Humidifer | Active | MSH | MSH | 1 | Respiratory Therapy | 1st Floor | Resmed | 37028-Air10 | 23202286541 | 2012-06-22 | 7329 | 2021-11-11 | Please check the attached contract.
1057383 | Image Digitization Systems, Computed Radiography | Image Digitization Systems | Image Digitization Systems, Computed Radiography | Active | MSH | MSH | 5 | JDMI - Ambulatory Radiology | MSH 525-2 CR ROOM | Carestream | CR850 | 0 | 2020-11-10 |  |  | MOVED TO MSH FROM TRI UC SEPTEMBER 2020 FORMERLY UHN MIE 34137
1057384 | Image Digitization Systems, Computed Radiography | Image Digitization Systems | Image Digitization Systems, Computed Radiography | Active | MSH | MSH | 5 | JDMI - Ambulatory Radiology | 5 | Carestream | CR850 | 0 | 2020-11-10 |  |  | FORMERLY TRI BC 502090 MSH_CR_525-2B 172.20.220.96
1057388 | INFUSION PUMPS, GENERAL PURPOSE | INFUSION PUMPS | INFUSION PUMPS, GENERAL PURPOSE | Active | MSH | MSH | MSH | Central Dispatch | MSH-LVP | Alaris Medical Systems | 8100 - LVP Module | 15926412 | 2020-05-11 | 1200 | 2021-11-12
1057389 | INFUSION PUMPS, GENERAL PURPOSE | INFUSION PUMPS | INFUSION PUMPS, GENERAL PURPOSE | Active | MSH | MSH | MSH | Central Dispatch | MSH-LVP | Alaris Medical Systems | 8100 - LVP Module | 15581800 | 2020-05-11 | 1200 | 2021-11-12
1057390 | INFUSION PUMPS, GENERAL PURPOSE | INFUSION PUMPS | INFUSION PUMPS, GENERAL PURPOSE | Active | MSH | MSH | MSH | Central Dispatch | MSH-LVP | Alaris Medical Systems | 8100 - LVP Module | 15926424 | 2020-05-11 | 1200 | 2021-11-12
1057391 | INFUSION PUMPS, GENERAL PURPOSE | INFUSION PUMPS | INFUSION PUMPS, GENERAL PURPOSE | Active | MSH | MSH | MSH | Central Dispatch | MSH-LVP | Alaris Medical Systems | 8100 - LVP Module | 15926484 | 2020-05-11 | 1200 | 2021-11-12
1057392 | INFUSION PUMPS, GENERAL PURPOSE | INFUSION PUMPS | INFUSION PUMPS, GENERAL PURPOSE | Active | MSH | MSH | MSH | Central Dispatch | MSH-LVP | Alaris Medical Systems | 8100 - LVP Module | 15926482 | 2020-05-11 | 1200 | 2021-11-12
1057393 | INFUSION PUMPS, GENERAL PURPOSE | INFUSION PUMPS | INFUSION PUMPS, GENERAL PURPOSE | Active | MSH | MSH | MSH | Central Dispatch | MSH-LVP | Alaris Medical Systems | 8100 - LVP Module | 15926476 | 2020-05-11 | 1200 | 2021-11-12
1057397 | Electromyographs | Electromyographs | Electromyographs | Active | MSH | OPG | 8th Floor | Urogynaecology-OPG | OPG-8th Floor | LABORIE,R. SURGICAL | GBH001 | GHUB-5-16073191 | 2020-11-12 |  |  | Wireless Battery Powered Pressure and EMG Measurement Device connects to docking station. Model: PLM001 S# GRAM-7-16084326 Dr. Colleen McDermott (“Principal Investigator”) 700 University Avenue,
1057411 | Thermometers, Electronic | Thermometers | Thermometers, Electronic | Active | MSH | MSH | 3 | Emergency | 3rd (Main) Floor | Welch Allyn | Sure Temp Plus 901053 | 21-20368070 | 2020-03-13 |  | 2022-11-16
1057452 | Transducer, Fetal Monitoring | Transducer | Transducer, Fetal Monitoring | Active | MSH | MSH | 15U | Obstetrical Suite (L&D) | 15th Floor - University Side | Philips Healthcare | M2736A | DE433C4198 | 2017-08-11
1057453 | Transducer, Fetal Monitoring | Transducer | Transducer, Fetal Monitoring | Active | MSH | MSH | 15U | Obstetrical Suite (L&D) | 15th Floor - University Side | Philips Healthcare | M2736A | DE43387870 | 2017-08-11
1057470 | THERMOMETERS, INFRARED, EAR | Thermometers | THERMOMETERS, INFRARED, EAR | Active | MSH | MSH | 3 | Emergency | EMERGENCY | MASIMO | TIR-1 | 1241220340025868 | 2020-09-16 |  | 2021-09-16
1057471 | THERMOMETERS, INFRARED, EAR | Thermometers | THERMOMETERS, INFRARED, EAR | Active | MSH | MSH | 3 | Emergency | EMERGENCY | MASIMO | TIR-1 | 1241220340025879 | 2020-09-16 |  | 2021-09-16
1057477 | Transducer, TOCO | Transducer | Transducer, Fetal Monitoring | Active | MSH | MSH | 15U | Obstetrical Suite (L&D) | 15th Floor - University Side | Philips Healthcare | M2734B | DE433E5972 | 2015-09-15
1057483 | Transducer, TOCO | Transducer | Transducer, Fetal Monitoring | Active | MSH | MSH | 15U | Obstetrical Suite (L&D) | 15th Floor - University Side | Philips Healthcare | M2734B | DE43226470 | 2015-09-15
1057484 | Transducer, TOCO | Transducer | Transducer, Fetal Monitoring | Active | MSH | MSH | 15U | Obstetrical Suite (L&D) | 15th Floor - University Side | Philips Healthcare | M2734B | DE52510790 | 2015-09-15
1057494 | Transducer, TOCO | Transducer | Transducer, Fetal Monitoring | Active | MSH | MSH | 15U | Obstetrical Suite (L&D) | 15th Floor - University Side | Philips Healthcare | M2734B | DE43226554 | 2015-09-15
1057495 | Transducer, TOCO | Transducer | Transducer, Fetal Monitoring | Active | MSH | MSH | 15U | Obstetrical Suite (L&D) | 15th Floor - University Side | Philips Healthcare | M2734B | DE43226447 | 2015-09-15
1057497 | Transducer, TOCO | Transducer | Transducer, Fetal Monitoring | Active | MSH | MSH | 15U | Obstetrical Suite (L&D) | 15th Floor - University Side | Philips Healthcare | M2734B | DE43226495 | 2015-09-15
1057498 | Transducer, TOCO | Transducer | Transducer, Fetal Monitoring | Active | MSH | MSH | 15U | Obstetrical Suite (L&D) | 15th Floor - University Side | Philips Healthcare | M2734B | DE43226472 | 2015-09-15
1057499 | Transducer, TOCO | Transducer | Transducer, Fetal Monitoring | Active | MSH | MSH | 15U | Obstetrical Suite (L&D) | 15th Floor - University Side | Philips Healthcare | M2734B | DE43126504 | 2015-09-15
1057502 | Transducer, Fetal Monitoring | Transducer | Transducer, Fetal Monitoring | Active | MSH | MSH | 15U | Obstetrical Suite (L&D) | 15th Floor - University Side | Philips Healthcare | M2736A | DE433B7818 | 2017-08-11 |  | 2019-12-11
1057505 | Transducer, TOCO | Transducer | Transducer, Fetal Monitoring | Active | MSH | MSH | 15U | Obstetrical Suite (L&D) | 15th Floor - University Side | Philips Healthcare | M2734B | DE01823671 | 2015-09-15
1057506 | Monitors, Physiologic, Patient Transport | Monitors, Physiologic | Monitors, Physiologic, Patient Transport | Active | MSH | MSH | 3 | Emergency | Emergency | Philips Healthcare | 867030 - X3 | DE694F8996 | 2020-11-24 |  | 2021-11-24
1057511 | Electrosurgical Units, Monopolar/Bipolar | Electrosurgical Units | Electrosurgical Units, Monopolar/Bipolar | Active | MSH | MSH | 7 | SURGICAL SUITE (COMBINED WITH CYSTO) | OR 11 | Valleylab Covidien Div Covidien (US) | FT-10 | T0D40979DX | 2020-11-24 |  | 2021-12-24 | Located in the foot boom of OR 11, Dec 2022
1057512 | Electrosurgical Units, Monopolar/Bipolar | Electrosurgical Units | Electrosurgical Units, Monopolar/Bipolar | Active | MSH | MSH | 7 | SURGICAL SUITE (COMBINED WITH CYSTO) | OR 2 | Valleylab Covidien Div Covidien (US) | FT-10 | T0D40985DX | 2020-11-24 |  | 2021-11-24 | Upgraded to V 4.0.4.5 by Vendor Dec 1st, 2023
1057513 | Electrosurgical Units, Monopolar/Bipolar | Electrosurgical Units | Electrosurgical Units, Monopolar/Bipolar | Active | MSH | MSH | 7 | SURGICAL SUITE (COMBINED WITH CYSTO) | OR | Valleylab Covidien Div Covidien (US) | FT-10 | T0D40984DX | 2020-11-24 |  | 2021-11-24 | Upgraded to V 4.0.4.5 by Vendor Dec 1st, 2023
1057515 | Monitors, Physiologic | Monitors, Physiologic | Monitors, Physiologic, Patient Transport | Active | MSH | MSH | 3 | Emergency | 3rd (Main) Floor - 3 | Philips Healthcare | 867030 - X3 | DE694F8681 | 2020-11-24 |  | 2021-11-24 | Monitors, Physiologic, Patient Transport
1057516 | Monitors, Physiologic | Monitors, Physiologic | Monitors, Physiologic, Patient Transport | Active | MSH | MSH | 3 | Emergency | Emergency | Philips Healthcare | 867030 - X3 | DE694F8471 | 2020-11-24 |  | 2021-11-24 | Monitors, Physiologic, Patient Transport
1057517 | Monitors, Physiologic | Monitors, Physiologic | Monitors, Physiologic, Patient Transport | Active | MSH | MSH | 3 | Emergency | 3rd (Main) Floor - 3 | Philips Healthcare | 867030 - X3 | DE694F9186 | 2020-11-24 |  | 2021-11-24 | Monitors, Physiologic, Patient Transport
1057518 | Monitors, Physiologic | Monitors, Physiologic | Monitors, Physiologic, Patient Transport | Active | MSH | MSH | 3 | Emergency | Emergency | Philips Healthcare | 867030 - X3 | DE694F8922 | 2020-11-24 |  | 2021-11-24 | Monitors, Physiologic, Patient Transport
1057519 | Monitors, Physiologic | Monitors, Physiologic | Monitors, Physiologic, Patient Transport | Active | MSH | MSH | 3 | Emergency | Emergency | Philips Healthcare | 867030 - X3 | DE694F9030 | 2020-11-24 |  | 2021-11-24 | Monitors, Physiologic, Patient Transport
1057520 | Monitors, Physiologic | Monitors, Physiologic | Monitors, Physiologic, Patient Transport | Active | MSH | MSH | 3 | Emergency | 3rd (Main) Floor - 3 | Philips Healthcare | 867030 - X3 | DE694F8671 | 2020-11-24 |  | 2021-11-24 | Monitors, Physiologic, Patient Transport
1057521 | Monitors, Physiologic | Monitors, Physiologic | Monitors, Physiologic, Patient Transport | Active | MSH | MSH | 3 | Emergency | 3rd (Main) Floor - 3 | Philips Healthcare | 867030 - X3 | DE694F8674 | 2020-11-24 |  | 2021-11-24 | Monitors, Physiologic, Patient Transport
1057522 | Monitors, Physiologic | Monitors, Physiologic | Monitors, Physiologic, Patient Transport | Active | MSH | MSH | 10S | Coronary Care Unit | CCU | Philips Healthcare | 867030 - X3 | DE694F8685 | 2020-11-24 |  | 2021-11-24 | Monitors, Physiologic, Patient Transport
1057523 | Monitors, Physiologic | Monitors, Physiologic | Monitors, Physiologic, Patient Transport | Active | MSH | MSH | 3 | Emergency | 3rd (Main) Floor - 3 | Philips Healthcare | 867030 - X3 | DE694F8707 | 2020-11-24 |  | 2021-11-24 | Monitors, Physiologic, Patient Transport
1057524 | Monitors, Physiologic | Monitors, Physiologic | Monitors, Physiologic, Patient Transport | Active | MSH | MSH | 3 | Emergency | 3rd (Main) Floor - 3 | Philips Healthcare | 867030 - X3 | DE694F8773 | 2020-11-24 |  | 2021-11-24 | Monitors, Physiologic, Patient Transport
1057525 | Monitors, Physiologic | Monitors, Physiologic | Monitors, Physiologic, Patient Transport | Active | MSH | MSH | 3 | Emergency | 3rd (Main) Floor - 3 | Philips Healthcare | 867030 - X3 | DE694F8688 | 2020-11-24 |  | 2021-11-24 | Monitors, Physiologic, Patient Transport
1057526 | Monitors, Physiologic | Monitors, Physiologic | Monitors, Physiologic, Patient Transport | Active | MSH | MSH | 3 | Emergency | 3rd (Main) Floor - 3 | Philips Healthcare | 867030 - X3 | DE694F8953 | 2020-11-24 |  | 2021-11-24 | Monitors, Physiologic, Patient Transport
1057527 | Monitors, Physiologic | Monitors, Physiologic | Monitors, Physiologic, Patient Transport | Active | MSH | MSH | 3 | Emergency | 3rd (Main) Floor - 3 | Philips Healthcare | 867030 - X3 | DE694F8967 | 2020-11-24 |  | 2021-11-24 | Monitors, Physiologic, Patient Transport
1057528 | Monitors, Physiologic | Monitors, Physiologic | Monitors, Physiologic, Patient Transport | Active | MSH | MSH | 10S | Coronary Care Unit | CCU | Philips Healthcare | 867030 - X3 | DE694F8717 | 2020-11-24 |  | 2021-11-24 | Monitors, Physiologic, Patient Transport
1057529 | Monitors, Physiologic | Monitors, Physiologic | Monitors, Physiologic, Patient Transport | Active | MSH | MSH | 3 | Emergency | 3rd (Main) Floor - 3 | Philips Healthcare | 867030 - X3 | DE694F9854 | 2020-11-24 |  | 2021-11-24 | Monitors, Physiologic, Patient Transport
1057530 | Monitors, Physiologic | Monitors, Physiologic | Monitors, Physiologic, Patient Transport | Active | MSH | MSH | 3 | Emergency | 3rd (Main) Floor - 3 | Philips Healthcare | 867030 - X3 | DE694F9796 | 2020-11-24 |  | 2021-11-24 | Monitors, Physiologic, Patient Transport
1057531 | Monitors, Physiologic | Monitors, Physiologic | Monitors, Physiologic, Patient Transport | Active | MSH | MSH | 3 | Emergency | 3rd (Main) Floor - 3 | Philips Healthcare | 867030 - X3 | DE694F9839 | 2020-11-24 |  | 2021-11-24 | Monitors, Physiologic, Patient Transport
1057532 | Monitors, Physiologic | Monitors, Physiologic | Monitors, Physiologic, Patient Transport | Active | MSH | MSH | 10S | Coronary Care Unit | CCU | Philips Healthcare | 867030 - X3 | DE694F9849 | 2020-11-24 |  | 2021-11-24 | Monitors, Physiologic, Patient Transport
1057533 | Monitors, Physiologic | Monitors, Physiologic | Monitors, Physiologic, Patient Transport | Active | MSH | MSH | 3 | Emergency | 3rd (Main) Floor - 3 | Philips Healthcare | 867030 - X3 | DE694F9771 | 2020-11-24 |  | 2021-11-24 | Monitors, Physiologic, Patient Transport
1057534 | Monitors, Physiologic | Monitors, Physiologic | Monitors, Physiologic, Patient Transport | Active | MSH | MSH | 10S | Coronary Care Unit | CCU | Philips Healthcare | 867030 - X3 | DE694F9870 | 2020-11-24 |  | 2021-11-24 | Monitors, Physiologic, Patient Transport
1057535 | Monitors, Physiologic | Monitors, Physiologic | Monitors, Physiologic, Patient Transport | Active | MSH | MSH | 10S | Coronary Care Unit | CCU | Philips Healthcare | 867030 - X3 | DE694F9844 | 2020-11-24 |  | 2021-11-24 | Monitors, Physiologic, Patient Transport
1057536 | Monitors, Physiologic | Monitors, Physiologic | Monitors, Physiologic, Patient Transport | Active | MSH | MSH | 10S | Coronary Care Unit | CCU | Philips Healthcare | 867030 - X3 | DE694F9855 | 2020-11-24 |  | 2021-11-24 | Monitors, Physiologic, Patient Transport
1057537 | Monitors, Physiologic | Monitors, Physiologic | Monitors, Physiologic, Patient Transport | Active | MSH | MSH | 7 | Resp Therapy (Anesthesia) | OR | Philips Healthcare | 867030 - X3 | DE694F9846 | 2020-11-24 |  | 2021-11-24 | Monitors, Physiologic, Patient Transport 7201687704 no charge PO when exchanged.
1057538 | Monitors, Physiologic | Monitors, Physiologic | Monitors, Physiologic, Patient Transport | Active | MSH | MSH | 7 | Resp Therapy (Anesthesia) | OR | Philips Healthcare | 867030 - X3 | DE694F9813 | 2020-11-24 |  | 2021-11-24 | Monitors, Physiologic, Patient Transport 7201687704 no charge PO when exchanged.
1057539 | Monitors, Physiologic | Monitors, Physiologic | Monitors, Physiologic, Patient Transport | Active | MSH | MSH | 7 | Resp Therapy (Anesthesia) | OR | Philips Healthcare | 867030 - X3 | DE694F9816 | 2020-11-24 |  | 2021-11-24 | Monitors, Physiologic, Patient Transport 7201687704 no charge PO when exchanged.
1057540 | Monitors, Physiologic | Monitors, Physiologic | Monitors, Physiologic, Patient Transport | Active | MSH | MSH | 7 | Resp Therapy (Anesthesia) | OR | Philips Healthcare | 867030 - X3 | DE694F9807 | 2020-11-24 |  | 2021-11-24 | Monitors, Physiologic, Patient Transport 7201687704 no charge PO when exchanged.
1057541 | Monitors, Physiologic | Monitors, Physiologic | Monitors, Physiologic, Patient Transport | Active | MSH | MSH | 7 | Resp Therapy (Anesthesia) | OR | Philips Healthcare | 867030 - X3 | DE694F9798 | 2020-11-24 |  | 2021-11-24 | Monitors, Physiologic, Patient Transport 7201687704 no charge PO when exchanged.
1057542 | Monitors, Physiologic | Monitors, Physiologic | Monitors, Physiologic, Patient Transport | Active | MSH | MSH | 7 | Resp Therapy (Anesthesia) | OR | Philips Healthcare | 867030 - X3 | DE694F9871 | 2020-11-24 |  | 2021-11-24 | Monitors, Physiologic, Patient Transport 7201687704 no charge PO when exchanged.
1057543 | Monitors, Physiologic | Monitors, Physiologic | Monitors, Physiologic, Patient Transport | Active | MSH | MSH | 7 | Resp Therapy (Anesthesia) | OR | Philips Healthcare | 867030 - X3 | DE694F9856 | 2020-11-24 |  | 2021-11-24 | Monitors, Physiologic, Patient Transport 7201687704 no charge PO when exchanged.
1057544 | Monitors, Physiologic | Monitors, Physiologic | Monitors, Physiologic, Patient Transport | Active | MSH | MSH | 7 | Resp Therapy (Anesthesia) | OR | Philips Healthcare | 867030 - X3 | DE694F9818 | 2020-11-24 |  | 2021-11-24 | Monitors, Physiologic, Patient Transport 7201687704 no charge PO when exchanged.
1057545 | Monitors, Physiologic | Monitors, Physiologic | Monitors, Physiologic, Patient Transport | Active | MSH | MSH | 15U | Resp Therapy (Anesthesia) | L&D OR | Philips Healthcare | 867030 - X3 | DE694F9758 | 2020-11-24 |  | 2021-11-24 | Monitors, Physiologic, Patient Transport 7201687704 no charge PO when exchanged.
1057546 | Monitors, Physiologic | Monitors, Physiologic | Monitors, Physiologic, Patient Transport | Active | MSH | MSH | 7 | Resp Therapy (Anesthesia) | OR | Philips Healthcare | 867030 - X3 | DE694F9657 | 2020-11-24 |  | 2021-11-24 | Monitors, Physiologic, Patient Transport 7201687704 no charge PO when exchanged.
1057547 | Monitors, Physiologic | Monitors, Physiologic | Monitors, Physiologic, Patient Transport | Active | MSH | MSH | 7 | Resp Therapy (Anesthesia) | OR | Philips Healthcare | 867030 - X3 | DE694F9842 | 2020-11-24 |  | 2021-11-24 | Monitors, Physiologic, Patient Transport 7201687704 no charge PO when exchanged.
1057548 | Monitors, Physiologic | Monitors, Physiologic | Monitors, Physiologic, Patient Transport | Active | MSH | MSH | 15U | Resp Therapy (Anesthesia) | OR | Philips Healthcare | 867030 - X3 | DE694F9875 | 2020-11-24 |  | 2021-11-24 | Monitors, Physiologic, Patient Transport 7201687704 no charge PO when exchanged.
1057549 | Monitors, Physiologic | Monitors, Physiologic | Monitors, Physiologic, Patient Transport | Active | MSH | MSH | 15U | Resp Therapy (Anesthesia) | L&D OR | Philips Healthcare | 867030 - X3 | DE694F9809 | 2020-11-24 |  | 2021-11-24 | Monitors, Physiologic, Patient Transport 7201687704 no charge PO when exchanged.
1057550 | Monitors, Physiologic | Monitors, Physiologic | Monitors, Physiologic, Patient Transport | Active | MSH | MSH | 7 | Resp Therapy (Anesthesia) | OR | Philips Healthcare | 867030 - X3 | DE694F9845 | 2020-11-24 |  | 2021-11-24 | Monitors, Physiologic, Patient Transport 7201687704 no charge PO when exchanged.
1057551 | Monitors, Physiologic | Monitors, Physiologic | Monitors, Physiologic, Patient Transport | Active | MSH | MSH | 15U | Resp Therapy (Anesthesia) | OR | Philips Healthcare | 867030 - X3 | DE694F9460 | 2020-11-24 |  | 2021-11-24 | Monitors, Physiologic, Patient Transport 7201687704 no charge PO when exchanged.
1057552 | Monitors, Physiologic | Monitors, Physiologic | Monitors, Physiologic, Patient Transport | Active | MSH | MSH | 7 | Resp Therapy (Anesthesia) | OR | Philips Healthcare | 867030 - X3 | DE694F9848 | 2020-11-24 |  | 2021-11-24 | Monitors, Physiologic, Patient Transport 7201687704 no charge PO when exchanged.
1057553 | Monitors, Physiologic | Monitors, Physiologic | Monitors, Physiologic, Patient Transport | Active | MSH | MSH | 7 | Resp Therapy (Anesthesia) | OR | Philips Healthcare | 867030 - X3 | DE694F9853 | 2020-11-24 |  | 2021-11-24 | Monitors, Physiologic, Patient Transport 7201687704 no charge PO when exchanged.
1057554 | Monitors, Physiologic | Monitors, Physiologic | Monitors, Physiologic, Patient Transport | Active | MSH | MSH | 15U | Resp Therapy (Anesthesia) | OR | Philips Healthcare | 867030 - X3 | DE694F9850 | 2020-11-24 |  | 2021-11-24 | Monitors, Physiologic, Patient Transport 7201687704 no charge PO when exchanged.
1057555 | Monitors, Physiologic | Monitors, Physiologic | Monitors, Physiologic, Patient Transport | Active | MSH | MSH | 7 | Resp Therapy (Anesthesia) | OR | Philips Healthcare | 867030 - X3 | DE694F9873 | 2020-11-24 |  | 2021-11-24 | Monitors, Physiologic, Patient Transport 7201687704 no charge PO when exchanged.
1057556 | Monitors, Physiologic | Monitors, Physiologic | Monitors, Physiologic, Patient Transport | Active | MSH | MSH | 7 | Resp Therapy (Anesthesia) | OR | Philips Healthcare | 867030 - X3 | DE694F9761 | 2020-11-24 |  | 2021-11-24 | Monitors, Physiologic, Patient Transport 7201687704 no charge PO when exchanged.
1057557 | Monitors, Physiologic | Monitors, Physiologic | Monitors, Physiologic, Patient Transport | Active | MSH | MSH | 7 | Resp Therapy (Anesthesia) | OR | Philips Healthcare | 867030 - X3 | DE694F9877 | 2020-11-24 |  | 2021-11-24 | Monitors, Physiologic, Patient Transport 7201687704 no charge PO when exchanged.
1057558 | Monitors, Physiologic | Monitors, Physiologic | Monitors, Physiologic, Patient Transport | Active | MSH | MSH | 7 | Resp Therapy (Anesthesia) | OR | Philips Healthcare | 867030 - X3 | DE694F9808 | 2020-11-24 |  | 2021-11-24 | Monitors, Physiologic, Patient Transport 7201687704 no charge PO when exchanged.
1057559 | Monitors, Physiologic | Monitors, Physiologic | Monitors, Physiologic, Patient Transport | Active | MSH | MSH | 7 | Resp Therapy (Anesthesia) | OR | Philips Healthcare | 867030 - X3 | DE694F9865 | 2020-11-24 |  | 2021-11-24 | Monitors, Physiologic, Patient Transport 7201687704 no charge PO when exchanged.
1057560 | Monitors, Physiologic | Monitors, Physiologic | Monitors, Physiologic, Patient Transport | Active | MSH | MSH | 15U | Resp Therapy (Anesthesia) | OR | Philips Healthcare | 867030 - X3 | DE694F9863 | 2020-11-24 |  | 2021-11-24 | Monitors, Physiologic, Patient Transport 7201687704 no charge PO when exchanged.
1057568 | Electrosurgical Units, Monopolar/Bipolar | Electrosurgical Units | Electrosurgical Units, Monopolar/Bipolar | Active | MSH | MSH | 7 | SURGICAL SUITE (COMBINED WITH CYSTO) | OR 16 | Valleylab Covidien Div Covidien (US) | FT-10 | T0D40980DX | 2020-11-24 |  |  | Upgraded to V 4.0.4.5 by Vendor Dec 1st, 2023
1057569 | Electrosurgical Units, Monopolar/Bipolar | Electrosurgical Units | Electrosurgical Units, Monopolar/Bipolar | Active | MSH | MSH | 7 | SURGICAL SUITE (COMBINED WITH CYSTO) | OR 10 | Valleylab Covidien Div Covidien (US) | FT-10 | T0D40986DX | 2020-11-24 |  | 2021-11-24
1057570 | Electrosurgical Units, Monopolar/Bipolar | Electrosurgical Units | Electrosurgical Units, Monopolar/Bipolar | Active | MSH | MSH | 7 | SURGICAL SUITE (COMBINED WITH CYSTO) | OR 14 | Valleylab Covidien Div Covidien (US) | FT-10 | T0D40978DX | 2020-11-24 |  | 2021-11-24 | Upgraded to V 4.0.4.5 by Vendor Dec 1st, 2023
1057571 | Electrosurgical Units, Monopolar/Bipolar | Electrosurgical Units | Electrosurgical Units, Monopolar/Bipolar | Active | MSH | MSH | 7 | SURGICAL SUITE (COMBINED WITH CYSTO) | OR 9 | Valleylab Covidien Div Covidien (US) | FT-10 | T0D40977DX | 2020-11-24 |  | 2021-11-24 | Upgraded to V 4.0.4.5 by Vendor Dec 1st, 2023
1057572 | Electrosurgical Units, Monopolar/Bipolar | Electrosurgical Units | Electrosurgical Units, Monopolar/Bipolar | Active | MSH | MSH | 7 | SURGICAL SUITE (COMBINED WITH CYSTO) | OR 8 | Valleylab Covidien Div Covidien (US) | FT-10 | T0D40983DX | 2020-11-24 |  | 2021-11-24 | Upgraded to V 4.0.4.5 by Vendor Dec 1st, 2023
1057573 | Transducer, TOCO | Transducer | Transducer, Fetal Monitoring | Active | MSH | MSH | 15U | Obstetrical Suite (L&D) | 15th Floor - University Side | Philips Healthcare | M2734B | DE43173882 | 2019-03-18 |  | 2019-12-11
1057574 | Electrosurgical Units, Monopolar/Bipolar | Electrosurgical Units | Electrosurgical Units, Monopolar/Bipolar | Active | MSH | MSH | 7 | SURGICAL SUITE (COMBINED WITH CYSTO) | OR 14 | Valleylab Covidien Div Covidien (US) | FT-10 | T0D40987DX | 2020-11-24 |  | 2021-11-24 | Upgraded to V 4.0.4.5 by Vendor Dec 1st, 2023
1057575 | Electrosurgical Units, Monopolar/Bipolar | Electrosurgical Units | Electrosurgical Units, Monopolar/Bipolar | Active | MSH | MSH | 7 | SURGICAL SUITE (COMBINED WITH CYSTO) | OR 13 | Valleylab Covidien Div Covidien (US) | FT-10 | T0D40981DX | 2020-11-24 |  | 2021-11-24 | Upgraded to V 4.0.4.5 by Vendor Dec 8th, 2023
1057577 | Transducer, TOCO | Transducer | Transducer, Fetal Monitoring | Active | MSH | MSH | 15U | Obstetrical Suite (L&D) | 15th Floor - University Side | Philips Healthcare | M2734B | DE43226473 | 2015-09-15
1057583 | Air-oxygen Blender | Air-oxygen Blender | Air-oxygen Blender | Active | MSH | MSH | 17U | Respiratory Therapy | NICU | Sechrist Industries | 3500HL - Air-Oxygen Mixer | H38766 | 1997-12-18 | 1001 | 2000-12-18 | NICU LEV 2
1057594 | CARBON DIOXIDE ANALYZERS MODULE | CARBON DIOXIDE ANALYZERS | CARBON DIOXIDE ANALYZERS | Active | MSH | MSH | 18 | Respiratory Therapy | ICU-18th Floor | MAQUET CRITICAL CARE | 6887050-Capnostat 5 | 7461 | 2020-11-30 |  | 2021-11-30 | Module and Part of Ventilator Servo-u
1057595 | CARBON DIOXIDE ANALYZERS MODULE | CARBON DIOXIDE ANALYZERS | CARBON DIOXIDE ANALYZERS | Active | MSH | MSH | 18 | Respiratory Therapy | ICU-18th Floor | MAQUET CRITICAL CARE | 6887050-Capnostat 5 | 7464 | 2020-11-30 |  | 2021-11-30 | Module and Part of Ventilator Servo-u
1057596 | CARBON DIOXIDE ANALYZERS MODULE | CARBON DIOXIDE ANALYZERS | CARBON DIOXIDE ANALYZERS | Active | MSH | MSH | 18 | Respiratory Therapy | ICU-18th Floor | MAQUET CRITICAL CARE | 6887050-Capnostat 5 | 7463 | 2020-11-30 |  | 2021-11-30 | Module and Part of Ventilator Servo-u
1057597 | CARBON DIOXIDE ANALYZERS MODULE | CARBON DIOXIDE ANALYZERS | CARBON DIOXIDE ANALYZERS | Active | MSH | MSH | 18 | Respiratory Therapy | ICU-18th Floor | MAQUET CRITICAL CARE | 6887050-Capnostat 5 | 7472 | 2020-11-30 |  | 2021-11-30 | Module and Part of Ventilator Servo-u
1057598 | CARBON DIOXIDE ANALYZERS MODULE | CARBON DIOXIDE ANALYZERS | CARBON DIOXIDE ANALYZERS | Active | MSH | MSH | 18 | Respiratory Therapy | ICU-18th Floor | MAQUET CRITICAL CARE | 6887050-Capnostat 5 | 7462 | 2020-11-30 |  | 2021-11-30 | Module and Part of Ventilator Servo-u
1057599 | Ventilators, Intensive Care, Adult | Ventilators | Ventilators, Intensive Care, Adult | Active | MSH | MSH | 5 | Respiratory Therapy | ICU | MAQUET CRITICAL CARE | Servo-U 6694800 | 36376 | 2020-11-30 | 0 | 2022-11-30 | Updated to Rev 4.4
1057600 | Ventilators, Intensive Care, Adult | Ventilators | Ventilators, Intensive Care, Adult | Active | MSH | MSH | 5 | Respiratory Therapy | ICU | MAQUET CRITICAL CARE | Servo-U 6694800 | 38373 | 2020-11-30 | 0 | 2022-11-30 | Updated to Rev 4.4
1057601 | Ventilators, Intensive Care, Adult | Ventilators | Ventilators, Intensive Care, Adult | Active | MSH | MSH | 5 | Respiratory Therapy | ICU | MAQUET CRITICAL CARE | Servo-U 6694800 | 36375 | 2020-11-30 | 0 | 2022-11-30 | Updated to Rev 4.4
1057602 | Ventilators, Intensive Care, Adult | Ventilators | Ventilators, Intensive Care, Adult | Active | MSH | MSH | 5 | Respiratory Therapy | ICU | MAQUET CRITICAL CARE | Servo-U 6694800 | 36374 | 2020-11-30 | 0 | 2022-11-30 | Updated to Rev 4.4
1057603 | Ventilators, Intensive Care, Adult | Ventilators | Ventilators, Intensive Care, Adult | Active | MSH | MSH | 5 | Respiratory Therapy | ICU | MAQUET CRITICAL CARE | Servo-U 6694800 | 36078 | 2020-11-30 | 0 | 2022-11-30 | Updated to Rev 4.4
1057604 | Monitors, Vital Signs | Monitors, Vital Signs | Monitors, Vital Signs | Active | MSH | 60MURR | 2 | Rheumatology | Rheumatology | MASIMO | Root | 2000082115 | 2020-06-10 |  | 2021-06-10
1057605 | Pulse CO-Oximeter | Pulse CO-Oximeter | Pulse CO-Oximeter | Active | MSH | 60MURR | 2 | Rheumatology | Rheumatology | MASIMO | Radical-7 | 1000189777 | 2020-06-10 | 2774 | 2021-06-10 | Free item included with Root purchase
1057606 | Pulse CO-Oximeter | Pulse CO-Oximeter | Pulse CO-Oximeter | Active | MSH | MSH | 15M | Nursing 15 Murray/Antenatal | 15th Floor - Murray Side | MASIMO | Radical-7 | 1000187672 | 2020-06-10 | 2774 | 2021-06-10 | Free item included with Root purchase
1057607 | Monitors, Vital Signs | Monitors, Vital Signs | Monitors, Vital Signs | Active | MSH | MSH | 16M | Mother & Baby | 16th Floor - Murray Side | MASIMO | Root | 2000122158 | 2020-06-10 |  | 2021-06-10 | Configured to use with Masimo Patient SafetyNet (16M-357)
1057608 | Monitors, Vital Signs | Monitors, Vital Signs | Monitors, Vital Signs | Active | MSH | MSH | 15M | Nursing 15 Murray/Antenatal | 15th Floor - Murray Side | MASIMO | Root | 2000081927 | 2020-06-10 |  | 2021-06-10
1057609 | Pulse CO-Oximeter | Pulse CO-Oximeter | Pulse CO-Oximeter | Active | MSH | MSH | 16M | Mother & Baby | 16th Floor - Murray Side | MASIMO | Radical-7 | 1000189759 | 2020-06-10 | 2774 | 2021-06-10 | Free item included with Root purchase
1057610 | Pulse CO-Oximeter | Pulse CO-Oximeter | Pulse CO-Oximeter | Active | MSH | MSH | 16M | Mother & Baby | 16th Floor - Murray Side | MASIMO | Radical-7 | 1000189545 | 2020-06-10 | 2774 | 2021-06-10 | Free item included with Root purchase
1057611 | Monitors, Vital Signs | Monitors, Vital Signs | Monitors, Vital Signs | Active | MSH | MSH | 16M | Mother & Baby | 16th Floor - Murray Side | MASIMO | Root | 2000115837 | 2020-06-10 |  | 2021-06-10
1057612 | Monitors, Vital Signs | Monitors, Vital Signs | Monitors, Vital Signs | Active | MSH | MSH | 16M | Mother & Baby | 16th Floor - Murray Side | MASIMO | Root | 2000059055 | 2020-06-10 |  | 2021-06-10
1057613 | Pulse CO-Oximeter | Pulse CO-Oximeter | Pulse CO-Oximeter | Active | MSH | MSH | 16M | Mother & Baby | 16th Floor - Murray Side | MASIMO | Radical-7 | 1000189694 | 2020-06-10 | 2774 | 2021-06-10 | Free item included with Root purchase
1057614 | Pulse CO-Oximeter | Pulse CO-Oximeter | Pulse CO-Oximeter | Active | MSH | MSH | 1 | Biomedical Engineering | SPARE | MASIMO | Radical-7 | 1000189653 | 2020-06-10 | 2774 | 2021-06-10 | Free item included with Root purchase
1057615 | Monitors, Vital Signs | Monitors, Vital Signs | Monitors, Vital Signs | Active | MSH | MSH | 1 | Biomedical Engineering | SPARE | MASIMO | Root | 2000059269 | 2020-06-10 |  | 2021-06-10
1057616 | Monitors, Vital Signs | Monitors, Vital Signs | Monitors, Vital Signs | Active | MSH | MSH | 15M | Nursing 15 Murray/Antenatal | 15th Floor - Murray Side | MASIMO | Root | 2000059048 | 2020-06-10 |  | 2021-06-10
1057617 | Pulse CO-Oximeter | Pulse CO-Oximeter | Pulse CO-Oximeter | Active | MSH | MSH | 15M | Nursing 15 Murray/Antenatal | 15th Floor - Murray Side | MASIMO | Radical-7 | 1000189548 | 2020-06-10 | 2774 | 2021-06-10 | Free item included with Root purchase
1057618 | Pulse CO-Oximeter | Pulse CO-Oximeter | Pulse CO-Oximeter | Active | MSH | MSH | 16N | Nursing 14N Surgery | 16th Floor - North Side | MASIMO | Radical-7 | 1000189596 | 2020-06-10 | 2774 | 2021-06-10 | Free item included with Root purchase
1057619 | Monitors, Vital Signs | Monitors, Vital Signs | Monitors, Vital Signs | Active | MSH | MSH | 16N | Nursing 14N Surgery | 16th Floor - North Side | MASIMO | Root | 2000115523 | 2020-06-10 |  | 2021-06-10
1057622 | Ablator (RF Generator) | Ablator (RF Generator) | Ablator (RF Generator) | Active | MSH | MSH | 5 | JDMI - Angio/Interventional | 5 | AngioDynamics | H787127400000-Solero | QBYOOO3459 | 2020-12-01 |  |  | Vendor #: 905-315-1575
1057645 | BLOOD FLOW DETECTORS, ULTRASONIC | BLOOD FLOW DETECTORS | BLOOD FLOW DETECTORS, ULTRASONIC | Active | MSH | MSH | 14N | Nursing 14N Surgical SDU | 14th Floor - North Side | Viasys Healthcare | Elite 100 | EAU0888 | 2020-12-07 | 495 | 2025-12-07 | Unit came with 2 x probes: 8 MHz, X1L005, sn.CCU0934 5 MHz, X1L004, sn.CBU0662
1057647 | Detectors, Blood Flow, Ultrasonic | SH Detectors | Detectors, Blood Flow, Ultrasonic | Active | MSH | MSH | 11N | Nursing 11N Medicine | 11th Floor - North Side | WALLACH SURGICAL DEVICES INC | L250 | 2016090005 | 2020-11-30
1057656 | Server iX - Focal Point Server | Server iX | Server iX | Active | MSH | MSH | 2 | Biomedical Engineering | 2nd Floor | Philips Healthcare |  | MXQ02500D1 | 2020-12-04
1057657 | Sync Unit | Sync Unit | Sync Unit | Active | MSH | MSH | 5 | ICU | 5th-SE closet | Philips Healthcare | 866212 | SG63935787 | 2020-12-08 |  | 2021-12-09 | Located in ED Northwest closet. Purchased for ED Trauma Phase 3A.
1057658 | Thermometers, Electronic | Thermometers | Thermometers, Electronic | Active | MSH | MSH | 3 | Emergency | 3rd (Main) Floor | Welch Allyn | Sure Temp Plus 901053 | (21) 20368082 | 2020-12-08 |  | 2022-12-09
1057659 | Thermometers, Electronic | Thermometers | Thermometers, Electronic | Active | MSH | MSH | 3 | Emergency | 3rd (Main) Floor | Welch Allyn | Sure Temp Plus 901053 | (21) 20368068 | 2020-12-08 |  | 2022-12-09
1057660 | Thermometers, Electronic | Thermometers | Thermometers, Electronic | Active | MSH | MSH | 3 | Emergency | 3rd (Main) Floor | Welch Allyn | Sure Temp Plus 901053 | (21) 20368083 | 2020-12-08 |  | 2022-12-09
1057661 | Pumps, Breast | Pumps | Pumps, Breast | Active | MSH | MSH | 3 | Emergency | 3rd (Main) Floor | Ameda Inc | 17803 - Platinum | 200145 | 2020-12-08 | 2225 | 2021-12-09
1057662 | Pumps, Breast | Pumps | Pumps, Breast | Active | MSH | MSH | 3 | Emergency | 3rd (Main) Floor | Ameda Inc | 17803 - Platinum | 200146 | 2020-12-08 | 2225 | 2021-12-09
1057664 | COMPRESSION UNITS | COMPRESSION UNITS | COMPRESSION UNITS | Active | MSH | MSH | 7 | SURGICAL SUITE (COMBINED WITH CYSTO) | 7th Floor | The Kendall Company | 0 | V1946152SX | 2020-12-09
1057665 | SenTec Digital Monitoring System | TRANSCUTANEOUS MONITORS | TRANSCUTANEOUS MONITORS, CARBON DIO | Active | MSH | MSH | 17U | Respiratory Therapy | 17 - University | SenTec AG | SDM-Digital Monitor | 311377 | 2020-12-09 |  | 2021-12-09 | Contact vendor for repairs: McArthur Medical Sales Inc. 1846 5th Conc. W., P.O. Box 7 Rockton ON L0R 1X0 Phone: (519) 622-4030 Fax: (519) 622-1142 mmsi@mcarthurmedical.com
1057666 | V-Sign Sensor, version V2 | Sensors | Sensors | Active | MSH | MSH | 17U | Respiratory Therapy | 17 - University | SenTec AG | VS-A/P/N V-SingSensor | 333469 | 2020-12-09 |  | 2021-12-09 | Contact vendor for repairs: McArthur Medical Sales Inc. 1846 5th Conc. W., P.O. Box 7 Rockton ON L0R 1X0 Phone: (519) 622-4030 Fax: (519) 622-1142 mmsi@mcarthurmedical.com
1057667 | COMPRESSION UNITS | COMPRESSION UNITS | COMPRESSION UNITS | Active | MSH | MSH | 7 | SURGICAL SUITE (COMBINED WITH CYSTO) | 7th Floor | The Kendall Company | 29525 | V1711678SX | 2020-12-09 |  |  | The unit was replaced, original SN V1946148SX 24/11/2022
1057670 | SenTec Digital Monitoring System | TRANSCUTANEOUS MONITORS | TRANSCUTANEOUS MONITORS, CARBON DIO | Active | MSH | MSH | 17U | Resp Therapy (Anesthesia) | 17 - University | SenTec AG | SDM-Digital Monitor | 311374 | 2020-12-09 |  | 2021-12-09 | Contact vendor for repairs: McArthur Medical Sales Inc. 1846 5th Conc. W., P.O. Box 7 Rockton ON L0R 1X0 Phone: (519) 622-4030 Fax: (519) 622-1142 mmsi@mcarthurmedical.com
1057671 | V-Sign Sensor, version V2 | Sensors | Sensors | Active | MSH | MSH | 17U | Respiratory Therapy | 17 - University | SenTec AG | VS-A/P/N V-SingSensor | 333462 | 2020-12-09 |  | 2021-12-09 | Contact vendor for repairs: McArthur Medical Sales Inc. 1846 5th Conc. W., P.O. Box 7 Rockton ON L0R 1X0 Phone: (519) 622-4030 Fax: (519) 622-1142 mmsi@mcarthurmedical.com
1057674 | Sync Unit | Sync Unit | Sync Unit | Active | MSH | MSH | 3 | Emergency | ED NW Closet | Philips Healthcare | 866212 | SG63935328 | 2020-12-08 |  | 2021-12-09 | Located in ED Northwest closet. Purchased for ED Trauma Phase 3A.
1057675 | SenTec Digital Monitoring System | TRANSCUTANEOUS MONITORS | TRANSCUTANEOUS MONITORS, CARBON DIO | Active | MSH | MSH | 17U | Respiratory Therapy | 17 - University | SenTec AG | SDM-Digital Monitor | 311375 | 2020-12-09 |  | 2021-12-09 | Contact vendor for repairs: McArthur Medical Sales Inc. 1846 5th Conc. W., P.O. Box 7 Rockton ON L0R 1X0 Phone: (519) 622-4030 Fax: (519) 622-1142 mmsi@mcarthurmedical.com
1057677 | V-Sign Sensor, version V2 | Sensors | Sensors | Active | MSH | MSH | 17U | Respiratory Therapy | 17 - University | SenTec AG | VS-A/P/N V-SingSensor | 333463 | 2020-12-09 |  | 2021-12-09 | Contact vendor for repairs: McArthur Medical Sales Inc. 1846 5th Conc. W., P.O. Box 7 Rockton ON L0R 1X0 Phone: (519) 622-4030 Fax: (519) 622-1142 mmsi@mcarthurmedical.com
1057678 | SenTec Digital Monitoring System | TRANSCUTANEOUS MONITORS | TRANSCUTANEOUS MONITORS, CARBON DIO | Active | MSH | MSH | 17U | Respiratory Therapy | 17 - University | SenTec AG | SDM-Digital Monitor | 311376 | 2020-12-09 |  | 2021-12-09 | Contact vendor for repairs: McArthur Medical Sales Inc. 1846 5th Conc. W., P.O. Box 7 Rockton ON L0R 1X0 Phone: (519) 622-4030 Fax: (519) 622-1142 mmsi@mcarthurmedical.com
1057679 | V-Sign Sensor, version V2 | Sensors | Sensors | Active | MSH | MSH | 17U | Respiratory Therapy | 17 - University | SenTec AG | VS-A/P/N V-SingSensor | 333464 | 2020-12-09 |  | 2021-12-09 | Contact vendor for repairs: McArthur Medical Sales Inc. 1846 5th Conc. W., P.O. Box 7 Rockton ON L0R 1X0 Phone: (519) 622-4030 Fax: (519) 622-1142 mmsi@mcarthurmedical.com
1057680 | SenTec Digital Monitoring System | TRANSCUTANEOUS MONITORS | TRANSCUTANEOUS MONITORS, CARBON DIO | Active | MSH | MSH | 17U | Respiratory Therapy | 17 - University | SenTec AG | SDM-Digital Monitor | 311255 | 2020-12-09 |  | 2021-12-09 | Contact vendor for repairs: McArthur Medical Sales Inc. 1846 5th Conc. W., P.O. Box 7 Rockton ON L0R 1X0 Phone: (519) 622-4030 Fax: (519) 622-1142 mmsi@mcarthurmedical.com
1057682 | V-Sign Sensor, version V2 | Sensors | Sensors | Active | MSH | MSH | 17U | Respiratory Therapy | 17 - University | SenTec AG | VS-A/P/N V-SingSensor | 333465 | 2020-12-09 |  | 2021-12-09 | Contact vendor for repairs: McArthur Medical Sales Inc. 1846 5th Conc. W., P.O. Box 7 Rockton ON L0R 1X0 Phone: (519) 622-4030 Fax: (519) 622-1142 mmsi@mcarthurmedical.com
1057683 | SenTec Digital Monitoring System | TRANSCUTANEOUS MONITORS | TRANSCUTANEOUS MONITORS, CARBON DIO | Active | MSH | MSH | 17U | Respiratory Therapy | 17 - University | SenTec AG | SDM-Digital Monitor | 311378 | 2020-12-09 |  | 2021-12-09 | Contact vendor for repairs: McArthur Medical Sales Inc. 1846 5th Conc. W., P.O. Box 7 Rockton ON L0R 1X0 Phone: (519) 622-4030 Fax: (519) 622-1142 mmsi@mcarthurmedical.com
1057684 | V-Sign Sensor, version V2 | Sensors | Sensors | Active | MSH | MSH | 17U | Respiratory Therapy | 17 - University | SenTec AG | VS-A/P/N V-SingSensor | 333466 | 2020-12-09 |  | 2021-12-09 | Contact vendor for repairs: McArthur Medical Sales Inc. 1846 5th Conc. W., P.O. Box 7 Rockton ON L0R 1X0 Phone: (519) 622-4030 Fax: (519) 622-1142 mmsi@mcarthurmedical.com
1057685 | SenTec Digital Monitoring System | TRANSCUTANEOUS MONITORS | TRANSCUTANEOUS MONITORS, CARBON DIO | Active | MSH | MSH | 17U | Respiratory Therapy | 17 - University | SenTec AG | SDM-Digital Monitor | 311379 | 2020-12-09 |  | 2021-12-09 | Contact vendor for repairs: McArthur Medical Sales Inc. 1846 5th Conc. W., P.O. Box 7 Rockton ON L0R 1X0 Phone: (519) 622-4030 Fax: (519) 622-1142 mmsi@mcarthurmedical.com
1057686 | V-Sign Sensor, version V2 | Sensors | Sensors | Active | MSH | MSH | 17U | Respiratory Therapy | 17 - University | SenTec AG | VS-A/P/N V-SingSensor | 333467 | 2020-12-09 |  | 2021-12-09 | Contact vendor for repairs: McArthur Medical Sales Inc. 1846 5th Conc. W., P.O. Box 7 Rockton ON L0R 1X0 Phone: (519) 622-4030 Fax: (519) 622-1142 mmsi@mcarthurmedical.com
1057687 | SenTec Digital Monitoring System | TRANSCUTANEOUS MONITORS | TRANSCUTANEOUS MONITORS, CARBON DIO | Active | MSH | MSH | 17U | Respiratory Therapy | 17 - University | SenTec AG | SDM-Digital Monitor | 311380 | 2020-12-09 |  | 2021-12-09 | Contact vendor for repairs: McArthur Medical Sales Inc. 1846 5th Conc. W., P.O. Box 7 Rockton ON L0R 1X0 Phone: (519) 622-4030 Fax: (519) 622-1142 mmsi@mcarthurmedical.com
1057688 | V-Sign Sensor, version V2 | Sensors | Sensors | Active | MSH | MSH | 17U | Respiratory Therapy | 17 - University | SenTec AG | VS-A/P/N V-SingSensor | 333468 | 2020-12-09 |  | 2021-12-09 | Contact vendor for repairs: McArthur Medical Sales Inc. 1846 5th Conc. W., P.O. Box 7 Rockton ON L0R 1X0 Phone: (519) 622-4030 Fax: (519) 622-1142 mmsi@mcarthurmedical.com
1057689 | SenTec Digital Monitoring System | TRANSCUTANEOUS MONITORS | TRANSCUTANEOUS MONITORS, CARBON DIO | Active | MSH | MSH | 17U | Respiratory Therapy | 17 - University | SenTec AG | SDM-Digital Monitor | 311381 | 2020-12-09 |  | 2021-12-09 | Contact vendor for repairs: McArthur Medical Sales Inc. 1846 5th Conc. W., P.O. Box 7 Rockton ON L0R 1X0 Phone: (519) 622-4030 Fax: (519) 622-1142 mmsi@mcarthurmedical.com
1057690 | V-Sign Sensor, version V2 | Sensors | Sensors | Active | MSH | MSH | 17U | Respiratory Therapy | 17 - University | SenTec AG | VS-A/P/N V-SingSensor | 333461 | 2020-12-09 |  | 2021-12-09 | Contact vendor for repairs: McArthur Medical Sales Inc. 1846 5th Conc. W., P.O. Box 7 Rockton ON L0R 1X0 Phone: (519) 622-4030 Fax: (519) 622-1142 mmsi@mcarthurmedical.com
1057691 | SenTec Digital Monitoring System | TRANSCUTANEOUS MONITORS | TRANSCUTANEOUS MONITORS, CARBON DIO | Active | MSH | MSH | 17U | Respiratory Therapy | 17 - University | SenTec AG | SDM-Digital Monitor | 311382 | 2020-12-09 |  | 2021-12-09 | Contact vendor for repairs: McArthur Medical Sales Inc. 1846 5th Conc. W., P.O. Box 7 Rockton ON L0R 1X0 Phone: (519) 622-4030 Fax: (519) 622-1142 mmsi@mcarthurmedical.com
1057692 | V-Sign Sensor, version V2 | Sensors | Sensors | Active | MSH | MSH | 17U | Respiratory Therapy | 17 - University | SenTec AG | VS-A/P/N V-SingSensor | 333470 | 2020-12-09 |  | 2021-12-09 | Contact vendor for repairs: McArthur Medical Sales Inc. 1846 5th Conc. W., P.O. Box 7 Rockton ON L0R 1X0 Phone: (519) 622-4030 Fax: (519) 622-1142 mmsi@mcarthurmedical.com
1057693 | Physiologic Monitor Modules, Exhaled Carbon Dioxide | Physiologic Monitor Modules | Physiologic Monitor Modules, Exhaled Carbon Dioxide | Active | MSH | MSH | 3 | Emergency | Emergency | Philips Healthcare | 867041 - Microstream Extension | DE69770009 | 2020-12-08 |  | 2021-12-10
1057699 | Batteries, External Defibrillator | Batteries | Batteries, External Defibrillator | Active | MSH | MSH | 1 | Biomedical Engineering | Biomedical Engineering | ZOLL Canada | Sure Power II - X Series | AJ20FAS1820 | 2020-12-10
1057700 | Batteries, External Defibrillator | Batteries | Batteries, External Defibrillator | Active | MSH | MSH | 1 | Biomedical Engineering | Biomedical Engineering | ZOLL Canada | Sure Power II - X Series | AJ20FAS1722 | 2020-12-10
1057701 | Physiologic Monitor Modules, Exhaled Carbon Dioxide | Physiologic Monitor Modules | Physiologic Monitor Modules, Exhaled Carbon Dioxide | Active | MSH | MSH | 3 | Emergency | 3rd (Main) Floor | Philips Healthcare | 867041 - Microstream Extension | DE69770443 | 2020-12-08 |  | 2021-12-10
1057702 | Physiologic Monitor Modules, Exhaled Carbon Dioxide | Physiologic Monitor Modules | Physiologic Monitor Modules, Exhaled Carbon Dioxide | Active | MSH | MSH | 3 | Emergency | 3rd (Main) Floor | Philips Healthcare | 867041 - Microstream Extension | DE69770294 | 2020-12-08 |  | 2021-12-10
1057703 | Physiologic Monitor Modules, Exhaled Carbon Dioxide | Physiologic Monitor Modules | Physiologic Monitor Modules, Exhaled Carbon Dioxide | Active | MSH | MSH | 3 | Emergency | Emergency | Philips Healthcare | 867041 - Microstream Extension | DE69770135 | 2020-12-08 |  | 2021-12-10
1057704 | Physiologic Monitor Modules, Exhaled Carbon Dioxide | Physiologic Monitor Modules | Physiologic Monitor Modules, Exhaled Carbon Dioxide | Active | MSH | MSH | 3 | Emergency | 3rd (Main) Floor | Philips Healthcare | 867041 - Microstream Extension | DE69770461 | 2020-12-08 |  | 2021-12-10
1057705 | Physiologic Monitor Modules, Exhaled Carbon Dioxide | Physiologic Monitor Modules | Physiologic Monitor Modules, Exhaled Carbon Dioxide | Active | MSH | MSH | 3 | Emergency | 3rd (Main) Floor | Philips Healthcare | 867041 - Microstream Extension | DE69770454 | 2020-12-08 |  | 2021-12-10
1057706 | Physiologic Monitor Modules, Exhaled Carbon Dioxide | Physiologic Monitor Modules | Physiologic Monitor Modules, Exhaled Carbon Dioxide | Active | MSH | MSH | 3 | Emergency | 3rd (Main) Floor | Philips Healthcare | 867041 - Microstream Extension | DE69770025 | 2020-12-08 |  | 2021-12-10
1057707 | Physiologic Monitor Modules, Exhaled Carbon Dioxide | Physiologic Monitor Modules | Physiologic Monitor Modules, Exhaled Carbon Dioxide | Active | MSH | MSH | 3 | Emergency | 3rd (Main) Floor | Philips Healthcare | 867041 - Microstream Extension | DE69770295 | 2020-12-08 |  | 2021-12-10
1057710 | Batteries, External Defibrillator | Batteries | Batteries, External Defibrillator | Active | MSH | MSH | 1 | Biomedical Engineering | Biomedical Engineering | ZOLL Canada | Sure Power II - X Series | AJ21BAS3213 | 2020-06-17
1057711 | Batteries, External Defibrillator | Batteries | Batteries, External Defibrillator | Active | MSH | MSH | 1 | Biomedical Engineering | Biomedical Engineering | ZOLL Canada | Sure Power II - X Series | AJ20FAS1751 | 2020-06-17
1057713 | Batteries, External Defibrillator | Batteries | Batteries, External Defibrillator | Active | MSH | MSH | 1 | Biomedical Engineering | Biomedical Engineering | ZOLL Canada | Sure Power II - X Series | AJ20FAS1747 | 2020-06-17
1057714 | Batteries, External Defibrillator | Batteries | Batteries, External Defibrillator | Active | MSH | MSH | 1 | Biomedical Engineering | Biomedical Engineering | ZOLL Canada | Sure Power II - X Series | AJ20EAS1381 | 2020-06-17
1057715 | Batteries, External Defibrillator | Batteries | Batteries, External Defibrillator | Active | MSH | MSH | 1 | Biomedical Engineering | Biomedical Engineering | ZOLL Canada | Sure Power II - X Series | AJ20FAS1749 | 2020-06-17
1057716 | Batteries, External Defibrillator | Batteries | Batteries, External Defibrillator | Active | MSH | MSH | 1 | Biomedical Engineering | Biomedical Engineering | ZOLL Canada | Sure Power II - X Series | AJ20FAS1757 | 2020-06-17
1057717 | Batteries, External Defibrillator | Batteries | Batteries, External Defibrillator | Active | MSH | MSH | 1 | Biomedical Engineering | Biomedical Engineering | ZOLL Canada | Sure Power II - X Series | AJ20FAS1784 | 2020-06-17
1057718 | Batteries, External Defibrillator | Batteries | Batteries, External Defibrillator | Active | MSH | MSH | 1 | Biomedical Engineering | Biomedical Engineering | ZOLL Canada | Sure Power II - X Series | AJ20FAS1743 | 2020-06-17
1057719 | Batteries, External Defibrillator | Batteries | Batteries, External Defibrillator | Active | MSH | MSH | 1 | Biomedical Engineering | Biomedical Engineering | ZOLL Canada | Sure Power II - X Series | AJ20FAS1774 | 2020-06-17
1057720 | Batteries, External Defibrillator | Batteries | Batteries, External Defibrillator | Active | MSH | MSH | 1 | Biomedical Engineering | Biomedical Engineering | ZOLL Canada | Sure Power II - X Series | AJ20EAS1441 | 2020-06-17
1057721 | Batteries, External Defibrillator | Batteries | Batteries, External Defibrillator | Active | MSH | MSH | 1 | Biomedical Engineering | Biomedical Engineering | ZOLL Canada | Sure Power II - X Series | AJ20EAS1383 | 2020-06-17
1057722 | Batteries, External Defibrillator | Batteries | Batteries, External Defibrillator | Active | MSH | MSH | 1 | Biomedical Engineering | Biomedical Engineering | ZOLL Canada | Sure Power II - X Series | AJ20FAS1837 | 2020-06-17
1057723 | Batteries, External Defibrillator | Batteries | Batteries, External Defibrillator | Active | MSH | MSH | 1 | Biomedical Engineering | Biomedical Engineering | ZOLL Canada | Sure Power II - X Series | AJ20FAS1777 | 2020-06-17
1057724 | Batteries, External Defibrillator | Batteries | Batteries, External Defibrillator | Active | MSH | MSH | 1 | Biomedical Engineering | Biomedical Engineering | ZOLL Canada | Sure Power II - X Series | AJ20FAS1794 | 2020-06-17
1057726 | Batteries, External Defibrillator | Batteries | Batteries, External Defibrillator | Active | MSH | MSH | 1 | Biomedical Engineering | Biomedical Engineering | ZOLL Canada | Sure Power II - X Series | AJ20FAS1746 | 2020-06-17
1057727 | Batteries, External Defibrillator | Batteries | Batteries, External Defibrillator | Active | MSH | MSH | 1 | Biomedical Engineering | Biomedical Engineering | ZOLL Canada | Sure Power II - X Series | AJ20FAS1742 | 2020-06-17
1057730 | Batteries, External Defibrillator | Batteries | Batteries, External Defibrillator | Active | MSH | MSH | 1 | Biomedical Engineering | Biomedical Engineering | ZOLL Canada | Sure Power - R Series | AG20EAS6142 | 2020-06-17
1057732 | Batteries, External Defibrillator | Batteries | Batteries, External Defibrillator | Active | MSH | MSH | 1 | Biomedical Engineering | Biomedical Engineering | ZOLL Canada | Sure Power - R Series | AG20EAS6163 | 2020-06-17
1057733 | Batteries, External Defibrillator | Batteries | Batteries, External Defibrillator | Active | MSH | MSH | 1 | Biomedical Engineering | Biomedical Engineering | ZOLL Canada | Sure Power - R Series | AG20EAS6734 | 2020-06-17
1057734 | Batteries, External Defibrillator | Batteries | Batteries, External Defibrillator | Active | MSH | MSH | 1 | Biomedical Engineering | Biomedical Engineering | ZOLL Canada | Sure Power - R Series | AG20EAS6940 | 2020-06-17
1057735 | Batteries, External Defibrillator | Batteries | Batteries, External Defibrillator | Active | MSH | MSH | 1 | Biomedical Engineering | Biomedical Engineering | ZOLL Canada | Sure Power - R Series | AG20EAS6920 | 2020-06-17
1057736 | Batteries, External Defibrillator | Batteries | Batteries, External Defibrillator | Active | MSH | MSH | 1 | Biomedical Engineering | Biomedical Engineering | ZOLL Canada | Sure Power - R Series | AG20EAS6166 | 2020-06-17
1057737 | Batteries, External Defibrillator | Batteries | Batteries, External Defibrillator | Active | MSH | MSH | 1 | Biomedical Engineering | Biomedical Engineering | ZOLL Canada | Sure Power - R Series | AG20EAS6139 | 2020-06-17
1057738 | Batteries, External Defibrillator | Batteries | Batteries, External Defibrillator | Active | MSH | MSH | 1 | Biomedical Engineering | Biomedical Engineering | ZOLL Canada | Sure Power - R Series | AG20EAS6159 | 2020-06-17
1057739 | Batteries, External Defibrillator | Batteries | Batteries, External Defibrillator | Active | MSH | MSH | 1 | Biomedical Engineering | Biomedical Engineering | ZOLL Canada | Sure Power - R Series | AG20EAS6812 | 2020-06-17
1057740 | Batteries, External Defibrillator | Batteries | Batteries, External Defibrillator | Active | MSH | MSH | 1 | Biomedical Engineering | Biomedical Engineering | ZOLL Canada | Sure Power - R Series | AG20EAS6132 | 2020-06-17
1057743 | Scanning Systems, Ultrasonic | Scanning Systems | Scanning Systems, Ultrasonic | Active | MSH | VAUGH | VN | IVF Clinic | Vaughn Clinic | Canon | Aplio A | WHA2072008 | 2021-01-13 | 0 | 2021-01-05 | APLIO APHWY, Port# 105, Server IP: 172.20.249.255 https://ca.medical.canon/products/ultrasound/aplioa_imaging Joseph and Wolf Lebovic Jewish Community Campus 9600 Bathurst Street, Suite 300 Exam Room 15 Phone: 416-586-4748 Aplio a series Ultrasound unit Model #: CUS_AA000 Serial #: WHA2072008 Site #: ON2114920UL MIE #: 1057743 Probe Model #: PVT-781VTE Serial #: FMC2076197 Probe Model #: PVT-781VTE Serial #: FMC2076196 Probe Model #: PVT-681MVL Serial #: 99B19Z2962 Probe Model #: PVT-375BT Serial #: FMC2054299 Network Jack: NW 3234-D021 MAC Address : 00-60-0A-07-18-CE Remote Nodes: Mnemonic Name: PACS, AE Title Remote Nodes: Mnemonic Name: WL, AE Title PHWYWL, Port# 104 Local Node: AE Title PHWY7, Port# 104 Ground Leakage test results: Power Cord Resistance 43mOhms Normal Polarity: Open Neutral 0uAmps Open Ground 122.2uAmps Reverse Polarity: Open Neutral 0uAmps Open Ground 119.4uAmps
1057745 | Switch | Switch | Switch | Active | MSH | MSH | 7 | SURGICAL SUITE (COMBINED WITH CYSTO) | SW | Philips Healthcare | 866427 | FOC2417L30T | 2020-12-08 |  | 2021-12-08 | ED West Phase 3A, Moved to 7th Floor SW Closet March 2021. 7SW-DISTA 172.31.23.21
1057746 | Switch | Switch | Switch | Active | MSH | MSH | 7 | SURGICAL SUITE (COMBINED WITH CYSTO) | SE Closet | Philips Healthcare | 866427 | FOC2417L2KW | 2020-12-08 |  | 2021-12-08 | ED West Phase 3A, Moved to 7th Floor SE closet March 2021. 7SE-DISTA 172.31.23.26
1057758 | Monitors, Physiologic, Central Station | Monitors, Physiologic | Monitors, Physiologic, Central Station | Active | MSH | MSH | 3 | Emergency | Emergency | Philips Healthcare | 866424 - PIIC iXC | MXL02449LZ | 2020-12-08 | 2755 | 2021-12-08 | Emergency Dept Phase 3A Revision C
1057760 | Monitors, Physiologic, Central Station | Monitors, Physiologic | Monitors, Physiologic, Central Station | Active | MSH | MSH | 3 | Emergency | Emergency | Philips Healthcare | 866424 - PIIC iXC | MXL02449LG | 2020-12-08 | 2755 | 2021-12-08 | Emergency Dept Phase 3A Revision C
1057761 | Monitors, Physiologic, Central Station | Monitors, Physiologic | Monitors, Physiologic, Central Station | Active | MSH | MSH | 3 | Emergency | Emergency | Philips Healthcare | 866424 - PIIC iXC | MXL025482B | 2020-12-08 | 2755 | 2021-12-08 | Emergency Dept Phase 3A Revision C
1057764 | Monitors, Physiologic, Central Station | Monitors, Physiologic | Monitors, Physiologic, Central Station | Active | MSH | MSH | 3 | Emergency | Emergency | Philips Healthcare | 866424 - PIIC iXC | US433A9807 | 2020-12-08 | 2755 | 2021-12-08 | Emergency Dept Phase 3A Revision C
1057788 | Acoustic Rooms | Acoustic Rooms | Acoustic Rooms | Active | MSH | MSH | 7 | Biomedical Engineering | 7th Floor | Philips Healthcare |  | 123456 | 2020-12-21
1057789 | Auxiliary Displays, Physiologic Monitor | Physiologic Monitor Modules | Auxiliary Displays, Physiologic Monitor | Active | MSH | MSH | 3 | Emergency | Emergency | Philips Healthcare | 866126-ET2401L | G20C000056 | 2020-12-08 |  | 2021-12-08
1057790 | Auxiliary Displays, Physiologic Monitor | Physiologic Monitor Modules | Auxiliary Displays, Physiologic Monitor | Active | MSH | MSH | 3 | Emergency | Emergency | Philips Healthcare | 866126-ET2401L | G20C000188 | 2020-12-08 |  | 2021-12-08
1057792 | Monitors, Physiologic, Multipurpose, Bedside | Monitors, Physiologic | Monitors, Physiologic, Multipurpose, Bedside | Active | MSH | MSH | 3 | Emergency | Emergency | Philips Healthcare | 866064 - MX500 | DE671R3362 | 2020-12-08 |  | 2021-12-08
1057793 | Monitors, Physiologic, Multipurpose, Bedside | Monitors, Physiologic | Monitors, Physiologic, Multipurpose, Bedside | Active | MSH | MSH | 3 | Emergency | Emergency | Philips Healthcare | 866064 - MX500 | DE671R3359 | 2020-12-08 |  | 2021-12-08
1057794 | Monitors, Physiologic, Multipurpose, Bedside | Monitors, Physiologic | Monitors, Physiologic, Multipurpose, Bedside | Active | MSH | MSH | 3 | Emergency | Emergency | Philips Healthcare | 866064 - MX500 | DE671R3361 | 2020-12-08 |  | 2021-12-08
1057795 | Monitors, Physiologic, Multipurpose, Bedside | Monitors, Physiologic | Monitors, Physiologic, Multipurpose, Bedside | Active | MSH | MSH | 3 | Emergency | Emergency | Philips Healthcare | 866064 - MX500 | DE670R3360 | 2020-12-08 |  | 2021-12-08
1057796 | Monitors, Physiologic, Multipurpose, Bedside | Monitors, Physiologic | Monitors, Physiologic, Multipurpose, Bedside | Active | MSH | MSH | 3 | Emergency | Emergency | Philips Healthcare | 866064 - MX500 | DE671R3358 | 2020-12-08 |  | 2021-12-08
1057797 | Monitors, Physiologic, Multipurpose, Bedside | Monitors, Physiologic | Monitors, Physiologic, Multipurpose, Bedside | Active | MSH | MSH | 3 | Emergency | Emergency | Philips Healthcare | 866064 - MX500 | DE671R3363 | 2020-12-08 |  | 2021-12-08
1057798 | Monitors, Physiologic, Multipurpose, Bedside | Monitors, Physiologic | Monitors, Physiologic, Multipurpose, Bedside | Active | MSH | MSH | 3 | Emergency | Emergency | Philips Healthcare | 866064 - MX500 | DE671R3357 | 2020-12-08 |  | 2021-12-08
1057799 | Monitors, Physiologic, Multipurpose, Bedside | Monitors, Physiologic | Monitors, Physiologic, Multipurpose, Bedside | Active | MSH | MSH | 3 | Emergency | Emergency | Philips Healthcare | 866064 - MX500 | DE671R3364 | 2020-12-08 |  | 2021-12-08
1057802 | Food Pump | Food Pump | Food Pump | Active | MSH | MSH | 17M | Emergency | ED Annex | Covidien | 482400S | C20297326 | 2011-01-18 | 2001 | 2021-12-21 | Under consigment
1057812 | Radiofrequency Generators | Radiofrequency Generators | Radiofrequency Generators | Active | MSH | MSH | 7 | Anesthesia | OR | DIROS TECHNOLOGY | URF-3AP | 1404855-ML | 2020-12-24 |  | 2021-12-24 | Contact for repair: Diros Technology Inc. 120 Gibson Dr, Markham L3R 2Z3 Tel: 905-415-3440 Fax: 905-415-0667 email sales@dirostech.com Contact: Peter Darmos, pdarmos@dirostech.com *Unit is a loaner for 1 year (Till December 2021)
1057819 | Nerve Stimulator | Nerve Stimulator | Nerve Stimulator | Active | MSH | MSH | 20M | Pain Mgt Centre - Wasser | 20th Floor - Murray Side | MAGSTIM | 3012-00 | 1937 | 2021-05-31 |  |  | Contact: John Leedham john.leedham@magstim.com
1057824 | USB RECORDER | USB RECORDER | USB RECORDER | Active | MSH | MSH | 3 | Emergency | Emergency | Philips Healthcare | 862120 - M3176C | US93128424 | 2020-12-24 | 2025 | 2021-12-24
1057825 | USB RECORDER | USB RECORDER | USB RECORDER | Active | MSH | MSH | 3 | Emergency | Emergency | Philips Healthcare | 862120 - M3176C | US93128406 | 2020-12-24 | 2025 | 2021-12-24
1057826 | USB RECORDER | USB RECORDER | USB RECORDER | Active | MSH | MSH | 3 | Emergency | Emergency | Philips Healthcare | 862120 - M3176C | US93128433 | 2020-12-24 | 2025 | 2021-12-24
1057827 | USB RECORDER | USB RECORDER | USB RECORDER | Active | MSH | MSH | 3 | Emergency | Emergency | Philips Healthcare | 862120 - M3176C | US93128449 | 2020-12-24 | 2025 | 2021-12-24
1057828 | USB RECORDER | USB RECORDER | USB RECORDER | Active | MSH | MSH | 3 | Emergency | Emergency | Philips Healthcare | 862120 - M3176C | US93128436 | 2020-12-24 | 2025 | 2021-12-24
1057829 | USB RECORDER | USB RECORDER | USB RECORDER | Active | MSH | MSH | 5 | ICU | ICU | Philips Healthcare | 862120 - M3176C | US93128432 | 2020-12-24 | 2025 | 2021-12-24
1057835 | Electrosurgical Units, Monopolar/Bipolar | Electrosurgical Units | Electrosurgical Units, Monopolar/Bipolar | Active | MSH | MSH | 7 | SURGICAL SUITE (COMBINED WITH CYSTO) | 7th Floor | CONMED CORP | 60-2450-120 | 20300003 | 2021-01-05 |  | 2022-05-21
1057836 | Electrosurgical Units, Monopolar/Bipolar | Electrosurgical Units | Electrosurgical Units, Monopolar/Bipolar | Active | MSH | MSH | 7 | SURGICAL SUITE (COMBINED WITH CYSTO) | OR 3 | CONMED CORP | 60-2450-120 | 20300006 | 2021-01-05 |  | 2022-05-21
1057837 | Electrosurgical Units, Monopolar/Bipolar | Electrosurgical Units | Electrosurgical Units, Monopolar/Bipolar | Active | MSH | MSH | 7 | SURGICAL SUITE (COMBINED WITH CYSTO) | OR | CONMED CORP | 60-2450-120 | 20300008 | 2021-01-05 |  | 2022-05-21
1057839 | Electrosurgical Units, Monopolar/Bipolar | Electrosurgical Units | Electrosurgical Units, Monopolar/Bipolar | Active | MSH | MSH | 7 | SURGICAL SUITE (COMBINED WITH CYSTO) | OR 6 | CONMED CORP | 60-2450-120 | 20300010 | 2021-01-05 |  | 2022-05-21
1057840 | Electrosurgical Units, Monopolar/Bipolar | Electrosurgical Units | Electrosurgical Units, Monopolar/Bipolar | Active | MSH | MSH | 7 | SURGICAL SUITE (COMBINED WITH CYSTO) | 7th Floor | CONMED CORP | 60-2450-120 | 20300014 | 2021-01-05 |  | 2022-05-21
1057842 | Electrosurgical Units, Monopolar/Bipolar | Electrosurgical Units | Electrosurgical Units, Monopolar/Bipolar | Active | MSH | MSH | 7 | SURGICAL SUITE (COMBINED WITH CYSTO) | OR 8 | CONMED CORP | 60-2450-120 | 20300020 | 2021-01-05 |  | 2022-05-21
1057843 | Electrosurgical Units, Monopolar/Bipolar | Electrosurgical Units | Electrosurgical Units, Monopolar/Bipolar | Active | MSH | MSH | 7 | SURGICAL SUITE (COMBINED WITH CYSTO) | OR 3 | CONMED CORP | 60-2450-120 | 20370603 | 2021-01-05 |  | 2022-05-21
1057844 | ELECTROSURGICAL UNITS, SPECIALTY | Electrosurgical Units | ELECTROSURGICAL UNITS, SPECIALTY | Active | MSH | MSH | 7 | SURGICAL SUITE (COMBINED WITH CYSTO) | 7th Floor - OR | CONMED CORP | 60-2450-120 | 20300015 | 2021-05-21 |  | 2023-05-21
1057845 | Insufflators, Laparoscopic | Insufflators | Insufflators, Laparoscopic | Active | MSH | MSH | 7 | SURGICAL SUITE (COMBINED WITH CYSTO) | OR 13 | CONMED CORP | AS-IFS1 | 2004CE0350 | 2021-01-05 |  |  | Located on the foot boom of OR 11
1057846 | Insufflators, Laparoscopic | Insufflators | Insufflators, Laparoscopic | Active | MSH | MSH | 7 | SURGICAL SUITE (COMBINED WITH CYSTO) | OR 8 | CONMED CORP | AS-IFS1 | 2007CE0405 | 2021-01-05 |  |  | In OR 9 Side Boom
1057847 | Insufflators, Laparoscopic | Insufflators | Insufflators, Laparoscopic | Active | MSH | MSH | 7 | SURGICAL SUITE (COMBINED WITH CYSTO) | OR 11 | CONMED CORP | AS-IFS1 | 2007CE0675 | 2021-01-05 |  |  | On OR 14 Foot Boom
1057848 | Intraosseous Infusion Kits | Intraosseous Infusion Kits | Intraosseous Infusion Kits | Active | MSH | MSH | 3 | Emergency | 3rd (Main) Floor | Vidacare | EZ-IO | K53291 | 2021-01-06 |  | 2022-01-06
1057853 | WARMERS, BLOOD | WARMERS | WARMERS, BLOOD | Active | MSH | MSH | 3 | Emergency | 3rd (Main) Floor | Level 1 Technology | hl-90 | 22015517 | 2021-01-06 | 3001 | 2022-01-01 | Smiths Medical is Vendor
1057858 | Power Systems, Uninterruptible | Power Systems | Power Systems, Uninterruptible | Active | MSH | MSH | 3 | Emergency | 3rd (Main) Floor | TRIPP LITE | Smart500RT1U | 3038BY0SM889301363 | 2020-12-08 | 461 | 2020-12-08 | Phase 3A ED
1057859 | WARMERS, BLOOD | WARMERS | WARMERS, BLOOD | Active | MSH | MSH | 7 | SURGICAL SUITE (COMBINED WITH CYSTO) | 7th Floor | Level 1 Technology | hl-90 | 22015516 | 2021-01-06
1057860 | WARMERS, BLOOD | WARMERS | WARMERS, BLOOD | Active | MSH | MSH | 7 | SURGICAL SUITE (COMBINED WITH CYSTO) | 7th Floor - OR | Level 1 Technology | hl-90 | 22015645 | 2021-01-06
1057861 | Power Systems, Uninterruptible | Power Systems | Power Systems, Uninterruptible | Active | MSH | MSH | 3 | Emergency | 3rd (Main) Floor | TRIPP LITE | Smart500RT1U | 3038BY0SM889301361 | 2020-12-08 | 461 | 2020-12-08 | Phase 3A ED
1057863 | WARMERS, BLOOD | WARMERS | WARMERS, BLOOD | Active | MSH | MSH | 7 | SURGICAL SUITE (COMBINED WITH CYSTO) | 7th Floor | Level 1 Technology | hl-90 | 22015644 | 2021-01-06
1057865 | Power Systems, Uninterruptible | Power Systems | Power Systems, Uninterruptible | Active | MSH | MSH | 7 | SURGICAL SUITE (COMBINED WITH CYSTO) | 7A-181 SE Closet | TRIPP LITE | Smart500RT1U | 3038BY0SM889301365 | 2020-12-08 | 461 | 2020-12-08
1057866 | Power Systems, Uninterruptible | Power Systems | Power Systems, Uninterruptible | Active | MSH | MSH | 3 | Emergency | 3rd (Main) Floor | TRIPP LITE | Smart500RT1U | 3038BY0SM889301364 | 2020-12-08 | 461 | 2020-12-08 | Phase 3A ED
1057867 | WARMERS, BLOOD | WARMERS | WARMERS, BLOOD | Active | MSH | MSH | 7 | SURGICAL SUITE (COMBINED WITH CYSTO) | 7th Floor | Level 1 Technology | hl-90 | 22015646 | 2021-01-06
1057868 | WARMERS, BLOOD | WARMERS | WARMERS, BLOOD | Active | MSH | MSH | 7 | SURGICAL SUITE (COMBINED WITH CYSTO) | OR | Level 1 Technology | hl-90 | 22015647 | 2021-01-06
1057869 | WARMERS, BLOOD | WARMERS | WARMERS, BLOOD | Active | MSH | MSH | 7 | SURGICAL SUITE (COMBINED WITH CYSTO) | 7th Floor | Level 1 Technology | hl-90 | 22015518 | 2021-01-06
1057870 | Warming Units, Patient, Forced-Air | Warming Units | Warming Units, Patient, Forced-Air | Active | MSH | MSH | 7 | SURGICAL SUITE (COMBINED WITH CYSTO) | OR | STRYKER CORP | MA1200-PM | 190619908 | 2021-01-06 |  |  | Contact Stryker – Larivee, Lauren lauren.larivee@stryker.com for PM Consignment unit
1057872 | Warming Units, Patient, Forced-Air | Warming Units | Warming Units, Patient, Forced-Air | Active | MSH | MSH | 7 | PACU | PACU | STRYKER CORP | MA1200-PM | 190619896 | 2021-01-07 |  |  | Contact Stryker – Larivee, Lauren lauren.larivee@stryker.com for PM Consignment unit
1057873 | Warming Units, Patient, Forced-Air | Warming Units | Warming Units, Patient, Forced-Air | Active | MSH | MSH | 7 | SURGICAL SUITE (COMBINED WITH CYSTO) | OR | STRYKER CORP | MA1200-PM | 190619898 | 2021-01-07 |  |  | Contact Stryker – Larivee, Lauren lauren.larivee@stryker.com for PM Consignment unit
1057881 | Warming Units, Patient, Forced-Air | Warming Units | Warming Units, Patient, Forced-Air | Active | MSH | MSH | 7 | PACU | PACU | STRYKER CORP | MA1200-PM | 190112209 | 2021-01-07 |  |  | Contact Stryker – Larivee, Lauren lauren.larivee@stryker.com for PM Consignment unit
1057882 | Warming Units, Patient, Forced-Air | Warming Units | Warming Units, Patient, Forced-Air | Active | MSH | MSH | 7 | PACU | PACU | STRYKER CORP | MA1200-PM | 190619918 | 2021-01-07 |  |  | Contact Stryker – Larivee, Lauren lauren.larivee@stryker.com for PM Consignment unit
1057883 | Warming Units, Patient, Forced-Air | Warming Units | Warming Units, Patient, Forced-Air | Active | MSH | MSH | 7 | PACU | PACU | STRYKER CORP | MA1200-PM | 190112226 | 2021-01-07 |  |  | Contact Stryker – Larivee, Lauren lauren.larivee@stryker.com for PM Consignment unit
1057884 | Warming Units, Patient, Forced-Air | Warming Units | Warming Units, Patient, Forced-Air | Active | MSH | MSH | 7 | SURGICAL SUITE (COMBINED WITH CYSTO) | OR | STRYKER CORP | MA1200-PM | 190619894 | 2021-01-07 |  |  | Contact Stryker – Larivee, Lauren lauren.larivee@stryker.com for PM Consignment unit
1057885 | Warming Units, Patient, Forced-Air | Warming Units | Warming Units, Patient, Forced-Air | Active | MSH | MSH | 7 | PACU | PACU | STRYKER CORP | MA1200-PM | 190112206 | 2021-01-07 |  |  | Contact Stryker – Larivee, Lauren lauren.larivee@stryker.com for PM Consignment unit
1057886 | Warming Units, Patient, Forced-Air | Warming Units | Warming Units, Patient, Forced-Air | Active | MSH | MSH | 7 | PACU | PACU | STRYKER CORP | MA1200-PM | 190619895 | 2021-01-07 |  |  | Contact Stryker – Larivee, Lauren lauren.larivee@stryker.com for PM Consignment unit
1057887 | Warming Units, Patient, Forced-Air | Warming Units | Warming Units, Patient, Forced-Air | Active | MSH | MSH | 7 | PACU | PACU | STRYKER CORP | MA1200-PM | 190112207 | 2021-01-07 |  |  | Contact Stryker – Larivee, Lauren lauren.larivee@stryker.com for PM Consignment unit
1057888 | Warming Units, Patient, Forced-Air | Warming Units | Warming Units, Patient, Forced-Air | Active | MSH | MSH | 7 | PACU | PACU | STRYKER CORP | MA1200-PM | 190112082 | 2021-01-07 |  |  | Contact Stryker – Larivee, Lauren lauren.larivee@stryker.com for PM Consignment unit
1057889 | BLOOD FLOW DETECTORS, ULTRASONIC | BLOOD FLOW DETECTORS | BLOOD FLOW DETECTORS, ULTRASONIC | Active | MSH | MSH | 14S | Nursing 14S Medicine | 14th Floor - South Side | Viasys Healthcare | Elite 100 | EAU0976 | 2021-01-08 | 495 | 2026-01-08 | Unit came with 2 x probes: 8 MHz, X1L005, sn.CCU1043 5 MHz, X1L004, sn.CBU0742 Vendor is Cardinal Health Canada Inc. 1000538
1057890 | BLOOD FLOW DETECTORS, ULTRASONIC | BLOOD FLOW DETECTORS | BLOOD FLOW DETECTORS, ULTRASONIC | Active | MSH | MSH | 14S | Nursing 14S Medicine | 14th Floor - South Side | Viasys Healthcare | Elite 100 | EAU0977 | 2021-01-08 | 495 | 2026-01-08 | Unit came with 2 x probes: 8 MHz, X1L005, sn.CCU1044 5 MHz, X1L004, sn.CBU0743 Vendor is Cardinal Health Canada Inc. 1000538
1057892 | Infusion Pumps, High-Flow, Warming | INFUSION PUMPS | Infusion Pumps, High-Flow, Warming | Active | MSH | MSH | 7 | SURGICAL SUITE (COMBINED WITH CYSTO) | 7th Floor | Smiths Medical | H-1200 | 33002740 | 2021-01-08
1057894 | Otoscope/Ophthalmascope | Otoscope/Ophthalmascope | Otoscope/Ophthalmascope | Active | MSH | MSH | 15U | Obstetrical Suite (L&D) | L&D | Welch Allyn | 767 | N.A | 2009-04-30 | 501
1057895 | Airway Gas Module | Airway Gas Module | Airway Gas Module | Active | MSH | MSH | 1 | Respiratory Therapy | 1st Floor | MAQUET CRITICAL CARE | Y-sensor-6693662 | 11453 | 2021-01-11
1057896 | Airway Gas Module | Airway Gas Module | Airway Gas Module | Active | MSH | MSH | 1 | Respiratory Therapy | 1st Floor | MAQUET CRITICAL CARE | Y-sensor-6693662 | 11452 | 2021-01-11
1057897 | Airway Gas Module | Airway Gas Module | Airway Gas Module | Active | MSH | MSH | 1 | Respiratory Therapy | 1st Floor | MAQUET CRITICAL CARE | Y-sensor-6693662 | 11451 | 2021-01-11
1057898 | Airway Gas Module | Airway Gas Module | Airway Gas Module | Active | MSH | MSH | 1 | Respiratory Therapy | 1st Floor | MAQUET CRITICAL CARE | Y-sensor-6693662 | 11902 | 2021-01-11
1057899 | Airway Gas Module | Airway Gas Module | Airway Gas Module | Active | MSH | MSH | 1 | Respiratory Therapy | 1st Floor | MAQUET CRITICAL CARE | Y-sensor-6693662 | 11454 | 2021-01-11
1057902 | Stretchers | Stretchers | Stretchers | Active | MSH | MSH | 3 | Emergency | 3rd (Main) Floor | STRYKER CORP | 1115000030 | 2020006708150 | 2021-01-11 |  | 2022-01-11
1057903 | Stretchers | Stretchers | Stretchers | Active | MSH | MSH | 3 | Emergency | 3rd (Main) Floor | STRYKER CORP | 1115000026 | 2020006601423 | 2021-01-11 |  | 2022-01-11
1057904 | Stretchers | Stretchers | Stretchers | Active | MSH | MSH | 3 | Emergency | 3rd (Main) Floor | STRYKER CORP | 1115000026 | 2020006601424 | 2021-01-11 |  | 2022-01-11
1057905 | Stretchers | Stretchers | Stretchers | Active | MSH | MSH | 3 | Emergency | 3rd (Main) Floor | STRYKER CORP | 1115000026 | 2020006601425 | 2021-01-11 |  | 2022-01-11
1057906 | Stretchers | Stretchers | Stretchers | Active | MSH | MSH | 3 | Emergency | 3rd (Main) Floor | STRYKER CORP | 1115000026 | 2020006601426 | 2021-01-11 |  | 2022-01-11
1057907 | Stretchers | Stretchers | Stretchers | Active | MSH | MSH | 3 | Emergency | 3rd (Main) Floor | STRYKER CORP | 1115000026 | 2020006601427 | 2021-01-11 |  | 2022-01-11
1057908 | Stretchers | Stretchers | Stretchers | Active | MSH | MSH | 3 | Emergency | 3rd (Main) Floor | STRYKER CORP | 1115000026 | 2020006601428 | 2021-01-11 |  | 2022-01-11
1057909 | Stretchers | Stretchers | Stretchers | Active | MSH | MSH | 3 | Emergency | 3rd (Main) Floor | STRYKER CORP | 1115000026 | 2020006601429 | 2021-01-11 |  | 2022-01-11
1057910 | Stretchers | Stretchers | Stretchers | Active | MSH | MSH | 3 | Emergency | 3rd (Main) Floor | STRYKER CORP | 1115000026 | 2020006601430 | 2021-01-11 |  | 2022-01-11
1057911 | Stretchers | Stretchers | Stretchers | Active | MSH | MSH | 3 | Emergency | 3rd (Main) Floor | STRYKER CORP | 1115000026 | 2020006601431 | 2021-01-11 |  | 2022-01-11
1057912 | Stretchers | Stretchers | Stretchers | Active | MSH | MSH | 3 | Emergency | 3rd (Main) Floor | STRYKER CORP | 1115000026 | 2020006601432 | 2021-01-11 |  | 2022-01-11
1057913 | Stretchers | Stretchers | Stretchers | Active | MSH | MSH | 3 | Emergency | 3rd (Main) Floor | STRYKER CORP | 1115000026 | 2020006601433 | 2021-01-11 |  | 2022-01-11
1057914 | Stretchers | Stretchers | Stretchers | Active | MSH | MSH | 3 | Emergency | 3rd (Main) Floor | STRYKER CORP | 1115000026 | 2020006601434 | 2021-01-11 |  | 2022-01-11
1057915 | Stretchers | Stretchers | Stretchers | Active | MSH | MSH | 3 | Emergency | 3rd (Main) Floor | STRYKER CORP | 1115000026 | 2020006601435 | 2021-01-11 |  | 2022-01-11
1057916 | Stretchers | Stretchers | Stretchers | Active | MSH | MSH | 3 | Emergency | 3rd (Main) Floor | STRYKER CORP | 1115000026 | 2020006601436 | 2021-01-11 |  | 2022-01-11
1057917 | Stretchers | Stretchers | Stretchers | Active | MSH | MSH | 3 | Emergency | 3rd (Main) Floor | STRYKER CORP | 1115000026 | 2020006601437 | 2021-01-11 |  | 2022-01-11
1057918 | Stretchers | Stretchers | Stretchers | Active | MSH | MSH | 3 | Emergency | 3rd (Main) Floor | STRYKER CORP | 1115000026 | 2020006601438 | 2021-01-11 |  | 2022-01-11
1057919 | Stretchers | Stretchers | Stretchers | Active | MSH | MSH | 3 | Emergency | 3rd (Main) Floor | STRYKER CORP | 1115000026 | 2020006601439 | 2021-01-11 |  | 2022-01-11
1057922 | Humidifiers, Heated | Humidifiers | Humidifiers, Heated | Active | MSH | MSH | 1 | Respiratory Therapy | 1st Floor | FISHER & PAYKEL MEDICAL INC | MR850JHU | 200907478321 | 2017-12-12 | 2001 | 2022-01-12
1057923 | Humidifiers, Heated | Humidifiers | Humidifiers, Heated | Active | MSH | MSH | 17U | Respiratory Therapy | RT NICU | FISHER & PAYKEL MEDICAL INC | MR850JHU | 200907478309 | 2017-12-12 | 2001 | 2022-01-12
1057926 | Air-oxygen Blender | Air-oxygen Blender | Air-oxygen Blender | Active | MSH | MSH | 17U | Respiratory Therapy | NICU | Sechrist Industries | HL3500 | H43737 | 2014-12-01 | 1800 | 2015-12-01
1057929 | Ophthalmoscope/Otoscopes | Ophthalmoscope/Otoscopes | Ophthalmoscope/Otoscopes | Active | MSH | MSH | 3 | Emergency | ED West | Amico | DS-UDM-2 | DS11502HG | 2021-01-01 |  | 2022-01-12
1057931 | Ophthalmoscope/Otoscopes | Ophthalmoscope/Otoscopes | Ophthalmoscope/Otoscopes | Active | MSH | MSH | 3 | Emergency | ED West | Amico | DS-UDM-2 | DS9621HE | 2021-01-01 |  | 2022-01-12
1057932 | Ophthalmoscope/Otoscopes | Ophthalmoscope/Otoscopes | Ophthalmoscope/Otoscopes | Active | MSH | MSH | 3 | Emergency | ED West | Amico | DS-UDM-2 | DS9615HE | 2021-01-01 |  | 2022-01-12
1057933 | Ophthalmoscope/Otoscopes | Ophthalmoscope/Otoscopes | Ophthalmoscope/Otoscopes | Active | MSH | MSH | 3 | Emergency | ED West | Amico | DS-UDM-2 | DS9618HE | 2021-01-01 |  | 2022-01-12
1057934 | Ophthalmoscope/Otoscopes | Ophthalmoscope/Otoscopes | Ophthalmoscope/Otoscopes | Active | MSH | MSH | 3 | Emergency | ED West | Amico | DS-UDM-2 | DS9613HE | 2021-01-01 |  | 2022-01-12
1057935 | Ophthalmoscope/Otoscopes | Ophthalmoscope/Otoscopes | Ophthalmoscope/Otoscopes | Active | MSH | MSH | 3 | Emergency | ED West | Amico | DS-UDM-2 | DS11407GG | 2021-01-01 |  | 2022-01-12
1057936 | Ophthalmoscope/Otoscopes | Ophthalmoscope/Otoscopes | Ophthalmoscope/Otoscopes | Active | MSH | MSH | 3 | Emergency | ED West | Amico | DS-UDM-2 | DS11498HG | 2021-01-01 |  | 2022-01-12
1057937 | Ophthalmoscope/Otoscopes | Ophthalmoscope/Otoscopes | Ophthalmoscope/Otoscopes | Active | MSH | MSH | 3 | Emergency | ED West | Amico | DS-UDM-2 | DS1515EJ | 2021-01-01 |  | 2022-01-12 | DS9614HE replaced with DS1515EJ July 7, 2023
1057938 | Tables, Operating | Tables | Tables, Operating | Active | MSH | MSH | 7 | SURGICAL SUITE (COMBINED WITH CYSTO) | 7th Floor | Hill-Rom Canada Ltd | 111879-TruSystem 7000 | 108231007 | 2021-01-13 |  | 2022-01-13 | "Hillrom Canada 6950 Creditview Road Unit # 4 Mississauga, Ontario, L5N 0A6" Primary Contact: Martine Gilbert Phone Number: 647-389-4669
1057939 | Tables, Operating | Tables | Tables, Operating | Active | MSH | MSH | 7 | SURGICAL SUITE (COMBINED WITH CYSTO) | 7th Floor | Hill-Rom Canada Ltd | 111879-TruSystem 7000 | 108231008 | 2021-01-13 |  | 2022-01-13 | "Hillrom Canada 6950 Creditview Road Unit # 4 Mississauga, Ontario, L5N 0A6" Primary Contact: Martine Gilbert Phone Number: 647-389-4669
1057940 | Tables, Operating | Tables | Tables, Operating | Active | MSH | MSH | 7 | SURGICAL SUITE (COMBINED WITH CYSTO) | 7th Floor | Hill-Rom Canada Ltd | 111879-TruSystem 7000 | 108161020 | 2021-01-13 |  | 2022-01-13 | "Hillrom Canada 6950 Creditview Road Unit # 4 Mississauga, Ontario, L5N 0A6" Primary Contact: Martine Gilbert Phone Number: 647-389-4669
1057941 | Tables, Operating | Tables | Tables, Operating | Active | MSH | MSH | 7 | SURGICAL SUITE (COMBINED WITH CYSTO) | 7th Floor | Hill-Rom Canada Ltd | 111879-TruSystem 7000 | 108178456 | 2021-01-13 |  | 2022-01-13 | "Hillrom Canada 6950 Creditview Road Unit # 4 Mississauga, Ontario, L5N 0A6" Primary Contact: Martine Gilbert Phone Number: 647-389-4669
1057943 | Tables, Operating | Tables | Tables, Operating | Active | MSH | MSH | 7 | SURGICAL SUITE (COMBINED WITH CYSTO) | 7th Floor | Hill-Rom Canada Ltd | 111879-TruSystem 7000 | 108178472 | 2021-01-13 |  | 2022-01-13 | "Hillrom Canada 6950 Creditview Road Unit # 4 Mississauga, Ontario, L5N 0A6" Primary Contact: Martine Gilbert Phone Number: 647-389-4669
1057945 | Tables, Operating | Tables | Tables, Operating | Active | MSH | MSH | 7 | SURGICAL SUITE (COMBINED WITH CYSTO) | 7th Floor | Hill-Rom Canada Ltd | 111879-TruSystem 7000 | 103299431 | 2021-01-13 |  | 2022-01-13 | "Hillrom Canada 6950 Creditview Road Unit # 4 Mississauga, Ontario, L5N 0A6" Primary Contact: Martine Gilbert Phone Number: 647-389-4669
1057946 | Tables, Operating | Tables | Tables, Operating | Active | MSH | MSH | 7 | SURGICAL SUITE (COMBINED WITH CYSTO) | 7th Floor | Hill-Rom Canada Ltd | 111879-TruSystem 7000 | 108186447 | 2021-01-13 |  | 2022-01-13 | "Hillrom Canada 6950 Creditview Road Unit # 4 Mississauga, Ontario, L5N 0A6" Primary Contact: Martine Gilbert Phone Number: 647-389-4669
1057947 | Tables, Operating | Tables | Tables, Operating | Active | MSH | MSH | 7 | SURGICAL SUITE (COMBINED WITH CYSTO) | 7th Floor | Hill-Rom Canada Ltd | 111879-TruSystem 7000 | 108186449 | 2021-01-13 |  | 2022-01-13 | "Hillrom Canada 6950 Creditview Road Unit # 4 Mississauga, Ontario, L5N 0A6" Primary Contact: Martine Gilbert Phone Number: 647-389-4669
1057948 | Tables, Operating | Tables | Tables, Operating | Active | MSH | MSH | 7 | SURGICAL SUITE (COMBINED WITH CYSTO) | 7th Floor | Hill-Rom Canada Ltd | 111879-TruSystem 7000 | 108230995 | 2021-01-13 |  | 2022-01-13 | "Hillrom Canada 6950 Creditview Road Unit # 4 Mississauga, Ontario, L5N 0A6" Primary Contact: Martine Gilbert Phone Number: 647-389-4669
1057949 | Tables, Operating | Tables | Tables, Operating | Active | MSH | MSH | 7 | SURGICAL SUITE (COMBINED WITH CYSTO) | 7th Floor | Hill-Rom Canada Ltd | 111879-TruSystem 7000 | 108299434 | 2021-01-13 |  | 2022-01-13 | "Hillrom Canada 6950 Creditview Road Unit # 4 Mississauga, Ontario, L5N 0A6" Primary Contact: Martine Gilbert Phone Number: 647-389-4669
1057950 | Tables, Operating | Tables | Tables, Operating | Active | MSH | MSH | 7 | SURGICAL SUITE (COMBINED WITH CYSTO) | 7th Floor | Hill-Rom Canada Ltd | 111879-TruSystem 7000 | 108230993 | 2021-01-13 |  | 2022-01-13 | "Hillrom Canada 6950 Creditview Road Unit # 4 Mississauga, Ontario, L5N 0A6" Primary Contact: Martine Gilbert Phone Number: 647-389-4669
1057951 | SenTec Digital Monitoring System | TRANSCUTANEOUS MONITORS | TRANSCUTANEOUS MONITORS, CARBON DIO | Active | MSH | MSH | 17U | Respiratory Therapy | 17 - University | SenTec AG | SDM-Digital Monitor | 311826 | 2021-01-13 |  | 2022-01-13 | Contact vendor for repairs: McArthur Medical Sales Inc. 1846 5th Conc. W., P.O. Box 7 Rockton ON L0R 1X0 Phone: (519) 622-4030 Fax: (519) 622-1142 mmsi@mcarthurmedical.com SMBC SW Version V08.03.1 MPx SW Version V06.03.00
1057954 | SenTec Digital Monitoring System | TRANSCUTANEOUS MONITORS | TRANSCUTANEOUS MONITORS, CARBON DIO | Active | MSH | MSH | 17U | Respiratory Therapy | 17 - University | SenTec AG | SDM-Digital Monitor | 311827 | 2021-01-13 |  | 2022-01-13 | Contact vendor for repairs: McArthur Medical Sales Inc. 1846 5th Conc. W., P.O. Box 7 Rockton ON L0R 1X0 Phone: (519) 622-4030 Fax: (519) 622-1142 mmsi@mcarthurmedical.com SMBC SW Version V08.03.1 MPx SW Version V06.03.00
1057956 | SenTec Digital Monitoring System | TRANSCUTANEOUS MONITORS | TRANSCUTANEOUS MONITORS, CARBON DIO | Active | MSH | MSH | 17U | Respiratory Therapy | 17 - University | SenTec AG | SDM-Digital Monitor | 311836 | 2021-01-13 |  | 2022-01-13 | Contact vendor for repairs: McArthur Medical Sales Inc. 1846 5th Conc. W., P.O. Box 7 Rockton ON L0R 1X0 Phone: (519) 622-4030 Fax: (519) 622-1142 mmsi@mcarthurmedical.com SMBC SW Version V08.03.1 MPx SW Version V06.03.00
1057961 | SenTec Digital Monitoring System | TRANSCUTANEOUS MONITORS | TRANSCUTANEOUS MONITORS, CARBON DIO | Active | MSH | MSH | 17U | Respiratory Therapy | 17 - University | SenTec AG | SDM-Digital Monitor | 311820 | 2021-01-13 |  | 2022-01-13 | Contact vendor for repairs: McArthur Medical Sales Inc. 1846 5th Conc. W., P.O. Box 7 Rockton ON L0R 1X0 Phone: (519) 622-4030 Fax: (519) 622-1142 mmsi@mcarthurmedical.com SMBC SW Version V08.03.1 MPx SW Version V06.03.00
1057962 | SenTec Digital Monitoring System | TRANSCUTANEOUS MONITORS | TRANSCUTANEOUS MONITORS, CARBON DIO | Active | MSH | MSH | 17U | Respiratory Therapy | 17 - University | SenTec AG | SDM-Digital Monitor | 311821 | 2021-01-13 |  | 2022-01-13 | Contact vendor for repairs: McArthur Medical Sales Inc. 1846 5th Conc. W., P.O. Box 7 Rockton ON L0R 1X0 Phone: (519) 622-4030 Fax: (519) 622-1142 mmsi@mcarthurmedical.com SMBC SW Version V08.03.1 MPx SW Version V06.03.00
1057963 | SenTec Digital Monitoring System | TRANSCUTANEOUS MONITORS | TRANSCUTANEOUS MONITORS, CARBON DIO | Active | MSH | MSH | 17U | Respiratory Therapy | 17 - University | SenTec AG | SDM-Digital Monitor | 311825 | 2021-01-13 |  | 2022-01-13 | Contact vendor for repairs: McArthur Medical Sales Inc. 1846 5th Conc. W., P.O. Box 7 Rockton ON L0R 1X0 Phone: (519) 622-4030 Fax: (519) 622-1142 mmsi@mcarthurmedical.com SMBC SW Version V08.03.1 MPx SW Version V06.03.00
1057964 | SenTec Digital Monitoring System | TRANSCUTANEOUS MONITORS | TRANSCUTANEOUS MONITORS, CARBON DIO | Active | MSH | MSH | 17U | Respiratory Therapy | 17 - University | SenTec AG | SDM-Digital Monitor | 311819 | 2021-01-13 |  | 2022-01-13 | Contact vendor for repairs: McArthur Medical Sales Inc. 1846 5th Conc. W., P.O. Box 7 Rockton ON L0R 1X0 Phone: (519) 622-4030 Fax: (519) 622-1142 mmsi@mcarthurmedical.com SMBC SW Version V08.03.1 MPx SW Version V06.03.00
1057965 | DRILLS, DENTAL, HIGH SPEED | Drills | DRILLS, DENTAL, HIGH SPEED | Active | MSH | MSH | 7 | SURGICAL SUITE (COMBINED WITH CYSTO) | 7th Floor | NSK Nakanishi Inc | Surgic Pro | 09308814 | 2021-01-13
1057966 | Tables, Operating | Tables | Tables, Operating | Active | MSH | MSH | 7 | SURGICAL SUITE (COMBINED WITH CYSTO) | 7th Floor | Hill-Rom Canada Ltd | 111879-TruSystem 7000 | 107681649 | 2021-01-14 |  | 2022-01-13 | "Hillrom Canada 6950 Creditview Road Unit # 4 Mississauga, Ontario, L5N 0A6" Primary Contact: Martine Gilbert Phone Number: 647-389-4669
1057967 | V-Sign Sensor, version V2 | Sensors | Sensors | Active | MSH | MSH | 17U | Respiratory Therapy | 17 - University | SenTec AG | VS-A/P/N V-SingSensor | 333995 | 2021-01-13 |  | 2022-01-13 | Contact vendor for repairs: McArthur Medical Sales Inc. 1846 5th Conc. W., P.O. Box 7 Rockton ON L0R 1X0 Phone: (519) 622-4030 Fax: (519) 622-1142 mmsi@mcarthurmedical.com
1057968 | Tables, Operating | Tables | Tables, Operating | Active | MSH | MSH | 7 | SURGICAL SUITE (COMBINED WITH CYSTO) | 7th Floor | Hill-Rom Canada Ltd | 111879-TruSystem 7000 | 108281568 | 2021-01-14 |  | 2022-01-13 | "Hillrom Canada 6950 Creditview Road Unit # 4 Mississauga, Ontario, L5N 0A6" Primary Contact: Martine Gilbert Phone Number: 647-389-4669
1057969 | Tables, Operating | Tables | Tables, Operating | Active | MSH | MSH | 7 | SURGICAL SUITE (COMBINED WITH CYSTO) | 7th Floor | Hill-Rom Canada Ltd | 111879-TruSystem 7000 | 108186448 | 2021-01-14 |  | 2022-01-13 | "Hillrom Canada 6950 Creditview Road Unit # 4 Mississauga, Ontario, L5N 0A6" Primary Contact: Martine Gilbert Phone Number: 647-389-4669
1057970 | Tables, Operating | Tables | Tables, Operating | Active | MSH | MSH | 7 | SURGICAL SUITE (COMBINED WITH CYSTO) | 7th Floor | Hill-Rom Canada Ltd | 111879-TruSystem 7000 | 108055400 | 2021-01-14 |  | 2022-01-13 | "Hillrom Canada 6950 Creditview Road Unit # 4 Mississauga, Ontario, L5N 0A6" Primary Contact: Martine Gilbert Phone Number: 647-389-4669
1057971 | V-Sign Sensor, version V2 | Sensors | Sensors | Active | MSH | MSH | 17U | Respiratory Therapy | 17 - University | SenTec AG | VS-A/P/N V-SingSensor | 333904 | 2021-01-13 |  | 2022-01-13 | Contact vendor for repairs: McArthur Medical Sales Inc. 1846 5th Conc. W., P.O. Box 7 Rockton ON L0R 1X0 Phone: (519) 622-4030 Fax: (519) 622-1142 mmsi@mcarthurmedical.com
1057972 | Tables, Operating | Tables | Tables, Operating | Active | MSH | MSH | 7 | SURGICAL SUITE (COMBINED WITH CYSTO) | 7th Floor | Hill-Rom Canada Ltd | 111879-TruSystem 7000 | 108172070 | 2021-01-14 |  | 2022-01-13 | "Hillrom Canada 6950 Creditview Road Unit # 4 Mississauga, Ontario, L5N 0A6" Primary Contact: Martine Gilbert Phone Number: 647-389-4669
1057973 | Tables, Operating | Tables | Tables, Operating | Active | MSH | MSH | 7 | SURGICAL SUITE (COMBINED WITH CYSTO) | 7th Floor | Hill-Rom Canada Ltd | 111879-TruSystem 7000 | 108156235 | 2021-01-14 |  | 2022-01-13 | "Hillrom Canada 6950 Creditview Road Unit # 4 Mississauga, Ontario, L5N 0A6" Primary Contact: Martine Gilbert Phone Number: 647-389-4669
1057976 | V-Sign Sensor, version V2 | Sensors | Sensors | Active | MSH | MSH | 17U | Respiratory Therapy | 17 - University | SenTec AG | VS-A/P/N V-SingSensor | 333997 | 2021-01-13 |  | 2022-01-13 | Contact vendor for repairs: McArthur Medical Sales Inc. 1846 5th Conc. W., P.O. Box 7 Rockton ON L0R 1X0 Phone: (519) 622-4030 Fax: (519) 622-1142 mmsi@mcarthurmedical.com
1057977 | V-Sign Sensor, version V2 | Sensors | Sensors | Active | MSH | MSH | 17U | Respiratory Therapy | 17 - University | SenTec AG | VS-A/P/N V-SingSensor | 333888 | 2021-01-13 |  | 2022-01-13 | Contact vendor for repairs: McArthur Medical Sales Inc. 1846 5th Conc. W., P.O. Box 7 Rockton ON L0R 1X0 Phone: (519) 622-4030 Fax: (519) 622-1142 mmsi@mcarthurmedical.com
1057978 | V-Sign Sensor, version V2 | Sensors | Sensors | Active | MSH | MSH | 17U | Respiratory Therapy | 17 - University | SenTec AG | VS-A/P/N V-SingSensor | 333858 | 2021-01-13 |  | 2022-01-13 | Contact vendor for repairs: McArthur Medical Sales Inc. 1846 5th Conc. W., P.O. Box 7 Rockton ON L0R 1X0 Phone: (519) 622-4030 Fax: (519) 622-1142 mmsi@mcarthurmedical.com
1057979 | V-Sign Sensor, version V2 | Sensors | Sensors | Active | MSH | MSH | 17U | Respiratory Therapy | 17 - University | SenTec AG | VS-A/P/N V-SingSensor | 333996 | 2021-01-13 |  | 2022-01-13 | Contact vendor for repairs: McArthur Medical Sales Inc. 1846 5th Conc. W., P.O. Box 7 Rockton ON L0R 1X0 Phone: (519) 622-4030 Fax: (519) 622-1142 mmsi@mcarthurmedical.com
1057980 | V-Sign Sensor, version V2 | Sensors | Sensors | Active | MSH | MSH | 17U | Respiratory Therapy | 17 - University | SenTec AG | VS-A/P/N V-SingSensor | 333903 | 2021-01-13 |  | 2022-01-13 | Contact vendor for repairs: McArthur Medical Sales Inc. 1846 5th Conc. W., P.O. Box 7 Rockton ON L0R 1X0 Phone: (519) 622-4030 Fax: (519) 622-1142 mmsi@mcarthurmedical.com
1057987 | Humidifiers | Humidifiers | Humidifiers | Active | MSH | MSH | 18 | Respiratory Therapy | 18th Floor | FISHER PAYKEL | PT101US | 201130216276 | 2021-01-15 |  | 2022-01-15 | Vendor: FISHER & PAYKEL HEALTHCARE 2045 BOUL DAGENAIS O SUITE 180 LAVAL, QC USA Phone:9494534000 Fax:9494534001
1057988 | Humidifiers | Humidifiers | Humidifiers | Active | MSH | MSH | 18 | Respiratory Therapy | 18th Floor | FISHER PAYKEL | PT101US | 201130216507 | 2021-01-15 |  | 2022-01-15 | Vendor: FISHER & PAYKEL HEALTHCARE 2045 BOUL DAGENAIS O SUITE 180 LAVAL, QC USA Phone:9494534000 Fax:9494534001
1057989 | Humidifiers | Humidifiers | Humidifiers | Active | MSH | MSH | 18 | Respiratory Therapy | 18th Floor | FISHER PAYKEL | PT101US | 201130216442 | 2021-01-15 |  | 2022-01-15 | Vendor: FISHER & PAYKEL HEALTHCARE 2045 BOUL DAGENAIS O SUITE 180 LAVAL, QC USA Phone:9494534000 Fax:9494534001
1057995 | Humidifiers | Humidifiers | Humidifiers | Active | MSH | MSH | 18 | Respiratory Therapy | 18th Floor | FISHER PAYKEL | PT101US | 201130216515 | 2021-01-15 |  | 2022-01-15 | Vendor: FISHER & PAYKEL HEALTHCARE 2045 BOUL DAGENAIS O SUITE 180 LAVAL, QC USA Phone:9494534000 Fax:9494534001
1057996 | Humidifiers | Humidifiers | Humidifiers | Active | MSH | MSH | 18 | Respiratory Therapy | 18th Floor | FISHER PAYKEL | PT101US | 201130216491 | 2021-01-15 |  | 2022-01-15 | Vendor: FISHER & PAYKEL HEALTHCARE 2045 BOUL DAGENAIS O SUITE 180 LAVAL, QC USA Phone:9494534000 Fax:9494534001
1057997 | Humidifiers | Humidifiers | Humidifiers | Active | MSH | MSH | 18 | Respiratory Therapy | 18th Floor | FISHER PAYKEL | PT101US | 201130216629 | 2021-01-15 |  | 2022-01-15 | Vendor: FISHER & PAYKEL HEALTHCARE 2045 BOUL DAGENAIS O SUITE 180 LAVAL, QC USA Phone:9494534000 Fax:9494534001
1057998 | Humidifiers | Humidifiers | Humidifiers | Active | MSH | MSH | 18 | Respiratory Therapy | 18th Floor | FISHER PAYKEL | PT101US | 201130216496 | 2021-01-15 |  | 2022-01-15 | Vendor: FISHER & PAYKEL HEALTHCARE 2045 BOUL DAGENAIS O SUITE 180 LAVAL, QC USA Phone:9494534000 Fax:9494534001
1057999 | Humidifiers | Humidifiers | Humidifiers | Active | MSH | MSH | 18 | Respiratory Therapy | 18th Floor | FISHER PAYKEL | PT101US | 201130216647 | 2021-01-15 |  | 2022-01-15 | Vendor: FISHER & PAYKEL HEALTHCARE 2045 BOUL DAGENAIS O SUITE 180 LAVAL, QC USA Phone:9494534000 Fax:9494534001
1058000 | Humidifiers | Humidifiers | Humidifiers | Active | MSH | MSH | 18 | Respiratory Therapy | 18th Floor | FISHER PAYKEL | PT101US | 201130216502 | 2021-01-15 |  | 2022-01-15 | Vendor: FISHER & PAYKEL HEALTHCARE 2045 BOUL DAGENAIS O SUITE 180 LAVAL, QC USA Phone:9494534000 Fax:9494534001
1058001 | Humidifiers | Humidifiers | Humidifiers | Active | MSH | MSH | 18 | Respiratory Therapy | 18th Floor | FISHER PAYKEL | PT101US | 201130216653 | 2021-01-15 |  | 2022-01-15 | Vendor: FISHER & PAYKEL HEALTHCARE 2045 BOUL DAGENAIS O SUITE 180 LAVAL, QC USA Phone:9494534000 Fax:9494534001
1058016 | WARMERS, SOLUTION | WARMERS | WARMERS, SOLUTION | Active | MSH | MSH | 7 | SURGICAL SUITE (COMBINED WITH CYSTO) | 7th Floor | Enthermics Medical Systems | IVNOW-1 | 2843733-000 | 2021-01-19
1058017 | WARMERS, SOLUTION | WARMERS | WARMERS, SOLUTION | Active | MSH | MSH | 7 | SURGICAL SUITE (COMBINED WITH CYSTO) | 7th Floor | Enthermics Medical Systems | IVNOW-1 | 2844749-000 | 2021-01-19 |  | 2022-01-20
1058018 | WARMERS, SOLUTION | WARMERS | WARMERS, SOLUTION | Active | MSH | MSH | 7 | SURGICAL SUITE (COMBINED WITH CYSTO) | 7th Floor | Enthermics Medical Systems | IVNOW-1 | 2844766-000 | 2021-01-19 |  | 2022-01-20
1058019 | WARMERS, SOLUTION | WARMERS | WARMERS, SOLUTION | Active | MSH | MSH | 7 | SURGICAL SUITE (COMBINED WITH CYSTO) | 7th Floor | Enthermics Medical Systems | IVNOW-1 | 2844768-000 | 2021-01-19 |  | 2022-01-20
1058020 | WARMERS, SOLUTION | WARMERS | WARMERS, SOLUTION | Active | MSH | MSH | 7 | SURGICAL SUITE (COMBINED WITH CYSTO) | 7th Floor | Enthermics Medical Systems | IVNOW-1 | 2855133-000 | 2021-01-19 |  | 2022-01-20
1058029 | Detectors, Blood Flow, Ultrasonic | SH Detectors | Detectors, Blood Flow, Ultrasonic | Active | MSH | MSH | 7 | SURGICAL SUITE (COMBINED WITH CYSTO) | 7th Floor | Koven Technology Inc | ES100X | R20060092 | 2021-01-20
1058030 | Detectors, Blood Flow, Ultrasonic | SH Detectors | Detectors, Blood Flow, Ultrasonic | Active | MSH | MSH | 7 | SURGICAL SUITE (COMBINED WITH CYSTO) | 7th Floor | Koven Technology Inc | ES100X | R20060093 | 2021-01-20
1058031 | Detectors, Blood Flow, Ultrasonic | SH Detectors | Detectors, Blood Flow, Ultrasonic | Active | MSH | MSH | 7 | SURGICAL SUITE (COMBINED WITH CYSTO) | 7th Floor | Koven Technology Inc | ES100X | R20060091 | 2021-01-20
1058032 | Detectors, Blood Flow, Ultrasonic | SH Detectors | Detectors, Blood Flow, Ultrasonic | Active | MSH | MSH | 7 | SURGICAL SUITE (COMBINED WITH CYSTO) | 7th Floor | Koven Technology Inc | ES100X | R20060090 | 2021-01-20
1058033 | Detectors, Blood Flow, Ultrasonic | SH Detectors | Detectors, Blood Flow, Ultrasonic | Active | MSH | MSH | 7 | SURGICAL SUITE (COMBINED WITH CYSTO) | 7th Floor | Koven Technology Inc | ES100X | R20060094 | 2021-01-20
1058034 | Detectors, Blood Flow, Ultrasonic | SH Detectors | Detectors, Blood Flow, Ultrasonic | Active | MSH | MSH | 7 | SURGICAL SUITE (COMBINED WITH CYSTO) | 7th Floor | Koven Technology Inc | ES100X | R20060095 | 2021-01-20
1058037 | Airway Gas Module | Airway Gas Module | Airway Gas Module | Active | MSH | MSH | 1 | Respiratory Therapy | 17th floor | MAQUET CRITICAL CARE | Y-sensor-6693662 | 1847010 | 2020-01-01 |  | 2021-01-20 | unit found in R.T room in 17th floor Jan-20-2021
1058048 | HYPERTHERMIA UNITS | HYPERTHERMIA UNITS | HYPERTHERMIA UNITS | Active | MSH | MSH | 7 | SURGICAL SUITE (COMBINED WITH CYSTO) | 7th Floor | BELMONT INSTRUMENT CORP | Hyperthermia Pump | 2021010300 | 2021-01-21
1058049 | HYPERTHERMIA UNITS | HYPERTHERMIA UNITS | HYPERTHERMIA UNITS | Active | MSH | MSH | 7 | SURGICAL SUITE (COMBINED WITH CYSTO) | 7th Floor | BELMONT INSTRUMENT CORP | Hyperthermia Pump | 2021010301HP | 2021-01-21
1058056 | Anesthesia Units | Anesthesia Units | Anesthesia Units | Active | MSH | MSH | 7 | Resp Therapy (Anesthesia) | 7th Floor | Draeger Medical Canada | Zeus IE | ASNN-0001 | 2021-01-22 | 119000 | 2022-01-22 | PN MK0400 AGM #25 C700 monitor, mGMZ
1058057 | Anesthesia Units | Anesthesia Units | Anesthesia Units | Active | MSH | MSH | 7 | Resp Therapy (Anesthesia) | OR | Draeger Medical Canada | Zeus IE | ASNN-0002 | 2021-01-22 | 119000 | 2022-01-22 | PN MK0400 AGM #26 C700 monitor, mGMZ
1058058 | Anesthesia Units | Anesthesia Units | Anesthesia Units | Active | MSH | MSH | 7 | Resp Therapy (Anesthesia) | OR | Draeger Medical Canada | Zeus IE | ASNN-0003 | 2021-01-22 | 119000 | 2022-01-22 | PN MK0400 AGM #27 C700 monitor, mGMZ
1058059 | Anesthesia Units | Anesthesia Units | Anesthesia Units | Active | MSH | MSH | 7 | Resp Therapy (Anesthesia) | OR | Draeger Medical Canada | Zeus IE | ASNN-0004 | 2021-01-22 | 119000 | 2022-01-22 | PN MK0400 AGM #28 C700 monitor, mGMZ
1058060 | Delivery Module SEVO | Delivery Module | Delivery Module | Active | MSH | MSH | 7 | Resp Therapy (Anesthesia) | 7th Floor | Draeger Medical Canada | OPC5344 | ASNM-0064 | 2021-01-22 | 12365 | 2022-01-22 | PN MK01703
1058061 | Delivery Module SEVO | Delivery Module | Delivery Module | Active | MSH | MSH | 7 | Resp Therapy (Anesthesia) | 7th Floor | Draeger Medical Canada | OPC5344 | ASNM-0062 | 2021-01-22 | 12365 | 2022-01-22 | PN MK01703
1058062 | Delivery Module SEVO | Delivery Module | Delivery Module | Active | MSH | MSH | 7 | Resp Therapy (Anesthesia) | 7th Floor | Draeger Medical Canada | OPC5344 | ASNM-0063 | 2021-01-22 | 12365 | 2022-01-22 | PN MK01703
1058063 | Delivery Module SEVO | Delivery Module | Delivery Module | Active | MSH | MSH | 7 | Resp Therapy (Anesthesia) | 7th Floor | Draeger Medical Canada | OPC5344 | ASNM-0061 | 2021-01-22 | 12365 | 2022-01-22 | PN MK01703
1058068 | Stretchers | Stretchers | Stretchers | Active | MSH | MSH | 7 | PACU | PACU | STRYKER CORP | 1115000030 | 2020006708851 | 2021-01-22 |  | 2023-01-22 | Matress is under warranty for 3 years (Jan 22, 2021 - Jan 22, 2024)
1058070 | Stretchers | Stretchers | Stretchers | Active | MSH | MSH | 7 | PACU | PACU | STRYKER CORP | 1115-000-000E | 2020006804768 | 2021-01-22 |  | 2023-01-22 | Matress is under warranty for 3 years (Jan 22, 2021 - Jan 22, 2024)
1058071 | Stretchers | Stretchers | Stretchers | Active | MSH | MSH | 7 | PACU | PACU | STRYKER CORP | 1115000030 | 2020006708852 | 2021-01-22 |  | 2023-01-22 | Matress is under warranty for 3 years (Jan 22, 2021 - Jan 22, 2024)
1058072 | Stretchers | Stretchers | Stretchers | Active | MSH | MSH | 7 | PACU | PACU | STRYKER CORP | 1115000030 | 2020006708853 | 2021-01-22 |  | 2023-01-22 | Matress is under warranty for 3 years (Jan 22, 2021 - Jan 22, 2024)
1058073 | Stretchers | Stretchers | Stretchers | Active | MSH | MSH | 7 | PACU | PACU | STRYKER CORP | 1115000030 | 2020006708854 | 2021-01-22 |  | 2023-01-22 | Matress is under warranty for 3 years (Jan 22, 2021 - Jan 22, 2024)
1058074 | Stretchers | Stretchers | Stretchers | Active | MSH | MSH | 7 | PACU | PACU | STRYKER CORP | 1115000030 | 2020006708855 | 2021-01-22 |  | 2023-01-22 | Matress is under warranty for 3 years (Jan 22, 2021 - Jan 22, 2024)
1058075 | Stretchers | Stretchers | Stretchers | Active | MSH | MSH | 7 | PACU | PACU | STRYKER CORP | 1115000030 | 2020006708856 | 2021-01-22 |  | 2023-01-22 | Matress is under warranty for 3 years (Jan 22, 2021 - Jan 22, 2024)
1058076 | Stretchers | Stretchers | Stretchers | Active | MSH | MSH | 7 | PACU | PACU | STRYKER CORP | 1115000030 | 2020006708857 | 2021-01-22 |  | 2023-01-22 | Matress is under warranty for 3 years (Jan 22, 2021 - Jan 22, 2024)
1058077 | Stretchers | Stretchers | Stretchers | Active | MSH | MSH | 7 | PACU | PACU | STRYKER CORP | 1115000030 | 2020006708858 | 2021-01-22 |  | 2023-01-22 | Matress is under warranty for 3 years (Jan 22, 2021 - Jan 22, 2024)
1058078 | Stretchers | Stretchers | Stretchers | Active | MSH | MSH | 7 | PACU | PACU | STRYKER CORP | 1115000030 | 2020006708859 | 2021-01-22 |  | 2023-01-22 | Matress is under warranty for 3 years (Jan 22, 2021 - Jan 22, 2024)
1058079 | Stretchers | Stretchers | Stretchers | Active | MSH | MSH | 7 | PACU | PACU | STRYKER CORP | 1115000030 | 2020006708860 | 2021-01-22 |  | 2023-01-22 | Matress is under warranty for 3 years (Jan 22, 2021 - Jan 22, 2024)
1058080 | Stretchers | Stretchers | Stretchers | Active | MSH | MSH | 7 | PACU | PACU | STRYKER CORP | 1115000030 | 2020006708861 | 2021-01-22 |  | 2023-01-22 | Matress is under warranty for 3 years (Jan 22, 2021 - Jan 22, 2024)
1058081 | Stretchers | Stretchers | Stretchers | Active | MSH | MSH | 7 | PACU | PACU | STRYKER CORP | 1115000030 | 2020006708862 | 2021-01-22 |  | 2023-01-22 | Matress is under warranty for 3 years (Jan 22, 2021 - Jan 22, 2024)
1058082 | Stretchers | Stretchers | Stretchers | Active | MSH | MSH | 7 | PACU | PACU | STRYKER CORP | 1115000030 | 2020006708863 | 2021-01-22 |  | 2023-01-22 | Matress is under warranty for 3 years (Jan 22, 2021 - Jan 22, 2024)
1058083 | Stretchers | Stretchers | Stretchers | Active | MSH | MSH | 7 | PACU | PACU | STRYKER CORP | 1115000030 | 2020006708864 | 2021-01-22 |  | 2023-01-22 | Matress is under warranty for 3 years (Jan 22, 2021 - Jan 22, 2024)
1058084 | Stretchers | Stretchers | Stretchers | Active | MSH | MSH | 7 | PACU | PACU | STRYKER CORP | 1115000030 | 2020006708865 | 2021-01-22 |  | 2023-01-22 | Matress is under warranty for 3 years (Jan 22, 2021 - Jan 22, 2024)
1058085 | Stretchers | Stretchers | Stretchers | Active | MSH | MSH | 7 | PACU | PACU | STRYKER CORP | 1115000030 | 2020006708866 | 2021-01-22 |  | 2023-01-22 | Matress is under warranty for 3 years (Jan 22, 2021 - Jan 22, 2024)
1058086 | Stretchers | Stretchers | Stretchers | Active | MSH | MSH | 7 | PACU | PACU | STRYKER CORP | 1115000030 | 2020006708867 | 2021-01-22 |  | 2023-01-22 | Matress is under warranty for 3 years (Jan 22, 2021 - Jan 22, 2024)
1058087 | Stretchers | Stretchers | Stretchers | Active | MSH | MSH | 7 | PACU | PACU | STRYKER CORP | 1115000030 | 2020006708868 | 2021-01-22 |  | 2023-01-22 | Matress is under warranty for 3 years (Jan 22, 2021 - Jan 22, 2024)
1058088 | Stretchers | Stretchers | Stretchers | Active | MSH | MSH | 7 | PACU | PACU | STRYKER CORP | 1115000030 | 2020006708869 | 2021-01-22 |  | 2023-01-22 | Matress is under warranty for 3 years (Jan 22, 2021 - Jan 22, 2024)
1058089 | Stretchers | Stretchers | Stretchers | Active | MSH | MSH | 7 | PACU | PACU | STRYKER CORP | 1115000030 | 2020006708870 | 2021-01-22 |  | 2023-01-22 | Matress is under warranty for 3 years (Jan 22, 2021 - Jan 22, 2024)
1058090 | Stretchers | Stretchers | Stretchers | Active | MSH | MSH | 7 | PACU | PACU | STRYKER CORP | 1115000030 | 2020006708871 | 2021-01-22 |  | 2023-01-22 | Matress is under warranty for 3 years (Jan 22, 2021 - Jan 22, 2024)
1058091 | Stretchers | Stretchers | Stretchers | Active | MSH | MSH | 7 | PACU | PACU | STRYKER CORP | 1115000030 | 2020006708872 | 2021-01-22 |  | 2023-01-22 | Matress is under warranty for 3 years (Jan 22, 2021 - Jan 22, 2024)
1058092 | Stretchers | Stretchers | Stretchers | Active | MSH | MSH | 7 | PACU | PACU | STRYKER CORP | 1115000030 | 2020006708873 | 2021-01-22 |  | 2023-01-22 | Matress is under warranty for 3 years (Jan 22, 2021 - Jan 22, 2024)
1058093 | Stretchers | Stretchers | Stretchers | Active | MSH | MSH | 7 | PACU | PACU | STRYKER CORP | 1115000030 | 2020006708874 | 2021-01-22 |  | 2023-01-22 | Matress is under warranty for 3 years (Jan 22, 2021 - Jan 22, 2024)
1058094 | Stretchers | Stretchers | Stretchers | Active | MSH | MSH | 7 | PACU | PACU | STRYKER CORP | 1115000030 | 2020006708875 | 2021-01-22 |  | 2023-01-22 | Matress is under warranty for 3 years (Jan 22, 2021 - Jan 22, 2024)
1058095 | Stretchers | Stretchers | Stretchers | Active | MSH | MSH | 7 | PACU | PACU | STRYKER CORP | 1115000030 | 2020006708876 | 2021-01-22 |  | 2023-01-22 | Matress is under warranty for 3 years (Jan 22, 2021 - Jan 22, 2024)
1058096 | Stretchers | Stretchers | Stretchers | Active | MSH | MSH | 7 | PACU | PACU | STRYKER CORP | 1115000030 | 2020006708877 | 2021-01-22 |  | 2023-01-22 | Matress is under warranty for 3 years (Jan 22, 2021 - Jan 22, 2024)
1058097 | Stretchers | Stretchers | Stretchers | Active | MSH | MSH | 7 | PACU | PACU | STRYKER CORP | 1115000030 | 2020006708878 | 2021-01-22 |  | 2023-01-22 | Matress is under warranty for 3 years (Jan 22, 2021 - Jan 22, 2024)
1058098 | Stretchers | Stretchers | Stretchers | Active | MSH | MSH | 7 | PACU | PACU | STRYKER CORP | 1115000030 | 2020006708879 | 2021-01-22 |  | 2023-01-22 | Matress is under warranty for 3 years (Jan 22, 2021 - Jan 22, 2024)
1058099 | Stretchers | Stretchers | Stretchers | Active | MSH | MSH | 7 | PACU | PACU | STRYKER CORP | 1115000030 | 2020006708880 | 2021-01-22 |  | 2023-01-22 | Matress is under warranty for 3 years (Jan 22, 2021 - Jan 22, 2024)
1058100 | Stretchers | Stretchers | Stretchers | Active | MSH | MSH | 7 | PACU | PACU | STRYKER CORP | 1115000030 | 2020006708881 | 2021-01-22 |  | 2023-01-22 | Matress is under warranty for 3 years (Jan 22, 2021 - Jan 22, 2024)
1058101 | Stretchers | Stretchers | Stretchers | Active | MSH | MSH | 7 | PACU | PACU | STRYKER CORP | 1115000030 | 2020006708882 | 2021-01-22 |  | 2023-01-22 | Matress is under warranty for 3 years (Jan 22, 2021 - Jan 22, 2024)
1058102 | Stretchers | Stretchers | Stretchers | Active | MSH | MSH | 7 | PACU | PACU | STRYKER CORP | 1115000030 | 2020006708883 | 2021-01-22 |  | 2023-01-22 | Matress is under warranty for 3 years (Jan 22, 2021 - Jan 22, 2024)
1058103 | Stretchers | Stretchers | Stretchers | Active | MSH | MSH | 7 | PACU | PACU | STRYKER CORP | 1115000030 | 2020006708884 | 2021-01-22 |  | 2023-01-22 | Matress is under warranty for 3 years (Jan 22, 2021 - Jan 22, 2024)
1058104 | Stretchers | Stretchers | Stretchers | Active | MSH | MSH | 7 | PACU | PACU | STRYKER CORP | 1115000030 | 2020006708885 | 2021-01-22 |  | 2023-01-22 | Matress is under warranty for 3 years (Jan 22, 2021 - Jan 22, 2024)
1058105 | Stretchers | Stretchers | Stretchers | Active | MSH | MSH | 7 | PACU | PACU | STRYKER CORP | 1115000030 | 2020006708886 | 2021-01-22 |  | 2023-01-22 | Matress is under warranty for 3 years (Jan 22, 2021 - Jan 22, 2024)
1058106 | Stretchers | Stretchers | Stretchers | Active | MSH | MSH | 7 | PACU | PACU | STRYKER CORP | 1115000030 | 2020006708887 | 2021-01-22 |  | 2023-01-22 | Matress is under warranty for 3 years (Jan 22, 2021 - Jan 22, 2024)
1058107 | Stretchers | Stretchers | Stretchers | Active | MSH | MSH | 7 | PACU | PACU | STRYKER CORP | 1115000030 | 2020006708888 | 2021-01-22 |  | 2023-01-22 | Matress is under warranty for 3 years (Jan 22, 2021 - Jan 22, 2024)
1058108 | Stretchers | Stretchers | Stretchers | Active | MSH | MSH | 7 | PACU | PACU | STRYKER CORP | 1115000030 | 2020006708889 | 2021-01-22 |  | 2023-01-22 | Matress is under warranty for 3 years (Jan 22, 2021 - Jan 22, 2024)
1058109 | Stretchers | Stretchers | Stretchers | Active | MSH | MSH | 7 | PACU | PACU | STRYKER CORP | 1115000030 | 2020006708890 | 2021-01-22 |  | 2023-01-22 | Matress is under warranty for 3 years (Jan 22, 2021 - Jan 22, 2024)
1058110 | Stretchers | Stretchers | Stretchers | Active | MSH | MSH | 7 | PACU | PACU | STRYKER CORP | 1115000030 | 2020006708891 | 2021-01-22 |  | 2023-01-22 | Matress is under warranty for 3 years (Jan 22, 2021 - Jan 22, 2024)
1058111 | Stretchers | Stretchers | Stretchers | Active | MSH | MSH | 7 | PACU | PACU | STRYKER CORP | 1115000030 | 2020006708892 | 2021-01-22 |  | 2023-01-22 | Matress is under warranty for 3 years (Jan 22, 2021 - Jan 22, 2024)
1058112 | Stretchers | Stretchers | Stretchers | Active | MSH | MSH | 7 | PACU | PACU | STRYKER CORP | 1115000030 | 2020006708893 | 2021-01-22 |  | 2023-01-22 | Matress is under warranty for 3 years (Jan 22, 2021 - Jan 22, 2024)
1058113 | Stretchers | Stretchers | Stretchers | Active | MSH | MSH | 7 | PACU | PACU | STRYKER CORP | 1115000030 | 2020006708894 | 2021-01-22 |  | 2023-01-22 | Matress is under warranty for 3 years (Jan 22, 2021 - Jan 22, 2024)
1058114 | Stretchers | Stretchers | Stretchers | Active | MSH | MSH | 7 | PACU | PACU | STRYKER CORP | 1115000030 | 2020006708895 | 2021-01-22 |  | 2023-01-22 | Matress is under warranty for 3 years (Jan 22, 2021 - Jan 22, 2024)
1058115 | Stretchers | Stretchers | Stretchers | Active | MSH | MSH | 7 | PACU | PACU | STRYKER CORP | 1115000030 | 2020006708896 | 2021-01-22 |  | 2023-01-22 | Matress is under warranty for 3 years (Jan 22, 2021 - Jan 22, 2024)
1058116 | Stretchers | Stretchers | Stretchers | Active | MSH | MSH | 7 | PACU | PACU | STRYKER CORP | 1115000030 | 2020006708897 | 2021-01-22 |  | 2023-01-22 | Matress is under warranty for 3 years (Jan 22, 2021 - Jan 22, 2024)
1058117 | Tables, Operating | Tables | Tables, Operating | Active | MSH | MSH | 7 | SURGICAL SUITE (COMBINED WITH CYSTO) | OR | Hill-Rom Canada Ltd | PST500-Precision | 108029053 | 2021-01-13 |  | 2022-01-21 | "Hillrom Canada 6950 Creditview Road Unit # 4 Mississauga, Ontario, L5N 0A6" Primary Contact: Martine Gilbert Phone Number: 647-389-4669 Table is part of purchase from Siemens Healthcare Limited: includes C-arm, Detector, etc. Kept in OR 17
1058119 | Thermometers, Electronic | Thermometers | Thermometers, Electronic | Active | MSH | MSH | 3 | Emergency | Emergency | Welch Allyn | Sure Temp Plus 901053 | 2120368100 | 2022-01-21 |  | 2023-02-21
1058120 | Thermometers, Electronic | Thermometers | Thermometers, Electronic | Active | MSH | MSH | 3 | Emergency | Emergency | Welch Allyn | Sure Temp Plus 901053 | 2120368124 | 2022-01-21 |  | 2023-02-21
1058121 | Thermometers, Electronic | Thermometers | Thermometers, Electronic | Active | MSH | MSH | 3 | Emergency | Emergency | Welch Allyn | Sure Temp Plus 901053 | 2120368081 | 2022-01-21 |  | 2023-02-21
1058122 | Thermometers, Electronic | Thermometers | Thermometers, Electronic | Active | MSH | MSH | 3 | Emergency | Emergency | Welch Allyn | Sure Temp Plus 901053 | 2120368118 | 2022-01-21 |  | 2023-02-21
1058123 | Thermometers, Electronic | Thermometers | Thermometers, Electronic | Active | MSH | MSH | 3 | Emergency | Emergency | Welch Allyn | Sure Temp Plus 901053 | 2120368125 | 2022-01-21 |  | 2023-02-21
1058124 | Thermometers, Electronic | Thermometers | Thermometers, Electronic | Active | MSH | MSH | 3 | Emergency | Emergency | Welch Allyn | Sure Temp Plus 901053 | 2120368102 | 2022-01-21 |  | 2023-02-21
1058125 | Thermometers, Electronic | Thermometers | Thermometers, Electronic | Active | MSH | MSH | 3 | Emergency | Emergency | Welch Allyn | Sure Temp Plus 901053 | 2120368105 | 2022-01-21 |  | 2023-02-21
1058126 | Thermometers, Electronic | Thermometers | Thermometers, Electronic | Active | MSH | MSH | 3 | Emergency | Emergency | Welch Allyn | Sure Temp Plus 901053 | 21218435 | 2021-01-21 |  | 2023-02-21
1058127 | Thermometers, Electronic | Thermometers | Thermometers, Electronic | Active | MSH | MSH | 3 | Emergency | Emergency | Welch Allyn | Sure Temp Plus 901053 | 2120368276 | 2022-01-21 |  | 2023-02-21
1058128 | Thermometers, Electronic | Thermometers | Thermometers, Electronic | Active | MSH | MSH | 3 | Emergency | Emergency | Welch Allyn | Sure Temp Plus 901053 | 2120368255 | 2022-01-21 |  | 2023-02-21
1058129 | Thermometers, Electronic | Thermometers | Thermometers, Electronic | Active | MSH | MSH | 3 | Emergency | Emergency | Welch Allyn | Sure Temp Plus 901053 | 2120368252 | 2022-01-21 |  | 2023-02-21
1058130 | Thermometers, Electronic | Thermometers | Thermometers, Electronic | Active | MSH | MSH | 11N | Nursing 11N Medicine | 11th Floor - North Side | Welch Allyn | Sure Temp Plus 901053 | 2120368273 | 2022-01-21 |  | 2023-02-21
1058131 | Thermometers, Electronic | Thermometers | Thermometers, Electronic | Active | MSH | MSH | 3 | Emergency | Emergency | Welch Allyn | Sure Temp Plus 901053 | 2120368240 | 2022-01-21 |  | 2023-02-21
1058132 | Thermometers, Electronic | Thermometers | Thermometers, Electronic | Active | MSH | MSH | 3 | Emergency | Emergency | Welch Allyn | Sure Temp Plus 901053 | 2120368231 | 2022-01-21 |  | 2023-02-21
1058134 | Thermometers, Electronic | Thermometers | Thermometers, Electronic | Active | MSH | MSH | 3 | Emergency | Emergency | Welch Allyn | Sure Temp Plus 901053 | 2120368235 | 2022-01-21 |  | 2023-02-21
1058135 | Thermometers, Electronic | Thermometers | Thermometers, Electronic | Active | MSH | MSH | 3 | Emergency | Emergency | Welch Allyn | Sure Temp Plus 901053 | 2120368098 | 2022-01-21 |  | 2023-02-21
1058136 | Detectors, Blood Flow, Ultrasonic | SH Detectors | Detectors, Blood Flow, Ultrasonic | Active | MSH | MSH | 7 | PACU | PACU | WALLACH SURGICAL DEVICES INC | L250 | 2020100069 | 2021-01-25 |  | 2023-01-25
1058137 | Detectors, Blood Flow, Ultrasonic | SH Detectors | Detectors, Blood Flow, Ultrasonic | Active | MSH | MSH | 7 | PACU | PACU | WALLACH SURGICAL DEVICES INC | L250 | 2020100072 | 2021-01-25 |  | 2023-01-25
1058140 | Cold Light Fiberoptic Illuminator | Cold Light Fiberoptic Illuminator | Cold Light Fiberoptic Illuminator | Active | MSH | MSH | 17U | NICU | NICU | Sylvan Fiberoptics | 100 | 1931911 | 2014-05-08 |  | 2015-05-08
1058141 | Display Monitor, Flat Panel | Display Monitor | Display Monitor, Flat Panel | Active | MSH | MSH | 3 | Emergency | EMERG - 3rd (Main) | Philips Healthcare | 989805710006 | MMT28AA0010431DF474202 | 2021-01-22 |  | 2022-01-21 | Yellow Zone Overview
1058144 | Wisper Jet Patient Box | Wisper Jet Patient Box | Wisper Jet Patient Box | Active | MSH | MSH | 17U | Respiratory Therapy | RT NICU | Bunnell | 312 | B1409 | 2019-02-27 | 1001 | 2020-02-27
1058145 | Wisper Jet Patient Box | Wisper Jet Patient Box | Wisper Jet Patient Box | Active | MSH | MSH | 17U | Respiratory Therapy | RT NICU | Bunnell | 312 | B1406 | 2019-02-27 | 1001 | 2020-02-27
1058146 | Ventilators, Intensive Care, Neonatal/Pediatric | Ventilators | Ventilators, Intensive Care, Neonatal/Pediatric | Active | MSH | MSH | 17U | Respiratory Therapy | RT NICU | Bunnell | 204 | A1206 | 2019-03-06 | 29650 | 2020-02-27
1058153 | Infusion Pumps, Patient-Controlled Analgesic - PCEA | INFUSION PUMPS | Infusion Pumps, Patient-Controlled Analgesic | Active | MSH | MSH | 7 | PACU | PACU | Smiths Medical | CADD-Solis-2110 | 1184522 | 2021-01-28 |  | 2023-01-28
1058155 | OXYGEN MONITORS | OXYGEN MONITORS | OXYGEN MONITORS | Active | MSH | MSH | MSH | NICU | 17 th Floor NICU | Analytical Industries Inc. | AII-2000 M | 101319119 | 2021-01-28 | 0 | 2022-01-28
1058156 | OXYGEN MONITORS | OXYGEN MONITORS | OXYGEN MONITORS | Active | MSH | MSH | MSH | NICU | 17 th Floor NICU | Analytical Industries Inc. | AII-2000 M | 101319118 | 2021-01-28 | 0 | 2022-01-28
1058157 | OXYGEN MONITORS | OXYGEN MONITORS | OXYGEN MONITORS | Active | MSH | MSH | MSH | NICU | 17 th Floor NICU | Analytical Industries Inc. | AII-2000 M | 101319115 | 2021-01-28 | 0 | 2022-01-28
1058158 | OXYGEN MONITORS | OXYGEN MONITORS | OXYGEN MONITORS | Active | MSH | MSH | MSH | NICU | 17 th Floor NICU | Analytical Industries Inc. | AII-2000 M | 101319114 | 2021-01-28 | 0 | 2022-01-28
1058159 | OXYGEN MONITORS | OXYGEN MONITORS | OXYGEN MONITORS | Active | MSH | MSH | MSH | ICU | 18th Floor ICU | Analytical Industries Inc. | AII-2000 M | 101319117 | 2021-01-28 | 0 | 2022-01-28
1058160 | OXYGEN MONITORS | OXYGEN MONITORS | OXYGEN MONITORS | Active | MSH | MSH | MSH | ICU | 18th Floor ICU | Analytical Industries Inc. | AII-2000 M | 101319116 | 2021-01-28 | 0 | 2022-01-28
1058162 | Uroflowmeters | Uroflowmeters | Uroflowmeters | Active | MSH | MSH | 7 | Cystoscopy | 7th Floor | LABORIE,R. SURGICAL | Urocap III | UCIV14-20126319 | 2021-01-28
1058163 | INFUSION PUMPS, GENERAL PURPOSE | INFUSION PUMPS | INFUSION PUMPS, GENERAL PURPOSE | Active | MSH | MSH | MSH | Central Dispatch | MSH-PC Unit | Alaris Medical Systems | 8015 - PCU | 15954964 | 2021-01-28 | 1200 | 2022-01-28
1058164 | INFUSION PUMPS, GENERAL PURPOSE | INFUSION PUMPS | INFUSION PUMPS, GENERAL PURPOSE | Active | MSH | MSH | MSH | Central Dispatch | MSH-LVP | Alaris Medical Systems | 8100 - LVP Module | 15955773 | 2021-01-28 | 1200 | 2022-01-28 | packing slip and po attached asset number 1058163
1058165 | Ventilators, Transport | Ventilators | Ventilators, Transport | Active | MSH | MSH | 5 | Respiratory Therapy | ICU | HAMILTON MEDICAL INC | Hamilton-T1 | 506381 | 2021-01-29 |  | 2023-01-29 | Including Trolley, Basket , Li-Ion batteries Duopap/APRV , NIV/NIV-ST , TRENDS/LOOPS SW ,T1 and HIGH FLOW O2 SW Options . T1, CO2 Sensor, EXP Valve , C1/T1/MR1 Expiratory valve, T1 Military, OP EXT Comm .T1 Military , Transport case . PO and packing slip copy see attched Asset # 1058165.
1058166 | Ventilators, Transport | Ventilators | Ventilators, Transport | Active | MSH | MSH | 7 | Respiratory Therapy | O.R-7th Floor | HAMILTON MEDICAL INC | Hamilton-T1 | 501319 | 2021-01-29 |  | 2023-01-29 | Including Trolley, Basket , Li-Ion batteries Duopap/APRV , NIV/NIV-ST , TRENDS/LOOPS SW ,T1 and HIGH FLOW O2 SW Options . T1, CO2 Sensor, EXP Valve , C1/T1/MR1 Expiratory valve, T1 Military, OP EXT Comm .T1 Military , Transport case . PO and packing slip copy see attched Asset # 1058165.
1058167 | Ventilators, Transport | Ventilators | Ventilators, Transport | Active | MSH | MSH | 3 | Respiratory Therapy | ER-3rd (Main) Floor | HAMILTON MEDICAL INC | Hamilton-T1 | 502251 | 2021-01-29 |  | 2023-01-29 | Including Trolley, Basket , Li-Ion batteries Duopap/APRV , NIV/NIV-ST , TRENDS/LOOPS SW ,T1 and HIGH FLOW O2 SW Options . T1, CO2 Sensor, EXP Valve , C1/T1/MR1 Expiratory valve, T1 Military, OP EXT Comm .T1 Military , Transport case . PO and packing slip copy see attched Asset # 1058165.
1058168 | Ventilators, Transport | Ventilators | Ventilators, Transport | Active | MSH | MSH | 5 | Respiratory Therapy | ICU | HAMILTON MEDICAL INC | Hamilton-T1 | 502443 | 2021-01-29 |  | 2023-01-29 | Including Trolley, Basket , Li-Ion batteries Duopap/APRV , NIV/NIV-ST , TRENDS/LOOPS SW ,T1 and HIGH FLOW O2 SW Options . T1, CO2 Sensor, EXP Valve , C1/T1/MR1 Expiratory valve, T1 Military, OP EXT Comm .T1 Military , Transport case . PO and packing slip copy see attched Asset # 1058165.
1058169 | Infusion Pumps, Patient-Controlled Analgesic - PCEA | INFUSION PUMPS | Infusion Pumps, Patient-Controlled Analgesic | Active | MSH | MSH | 7 | PACU | PACU | Smiths Medical | CADD-Solis-2110 | 1217893 | 2021-01-28 |  | 2023-01-28 | Packing Slip and PO can be found in the file > BIOMED/Phase 3A/Procurement Documents/PACU/PCEA-PCA Pumps
1058170 | Infusion Pumps, Patient-Controlled Analgesic - PCEA | INFUSION PUMPS | Infusion Pumps, Patient-Controlled Analgesic | Active | MSH | MSH | 7 | PACU | PACU | Smiths Medical | CADD-Solis-2110 | 1217890 | 2021-01-28 |  | 2023-01-28 | Packing Slip and PO can be found in the file > BIOMED/Phase 3A/Procurement Documents/PACU/PCEA-PCA Pumps
1058171 | Infusion Pumps, Patient-Controlled Analgesic - PCEA | INFUSION PUMPS | Infusion Pumps, Patient-Controlled Analgesic | Active | MSH | MSH | 7 | PACU | PACU | Smiths Medical | CADD-Solis-2110 | 1217892 | 2021-01-28 |  | 2023-01-28 | Packing Slip and PO can be found in the file > BIOMED/Phase 3A/Procurement Documents/PACU/PCEA-PCA Pumps
1058172 | Infusion Pumps, Patient-Controlled Analgesic - PCEA | INFUSION PUMPS | Infusion Pumps, Patient-Controlled Analgesic | Active | MSH | MSH | 7 | PACU | PACU | Smiths Medical | CADD-Solis-2110 | 1184523 | 2021-01-28 |  | 2023-01-28 | Packing Slip and PO can be found in the file > BIOMED/Phase 3A/Procurement Documents/PACU/PCEA-PCA Pumps
1058173 | Infusion Pumps, Patient-Controlled Analgesic - PCEA | INFUSION PUMPS | Infusion Pumps, Patient-Controlled Analgesic | Active | MSH | MSH | 7 | PACU | PACU | Smiths Medical | CADD-Solis-2110 | 1217888 | 2021-01-28 |  | 2023-01-28 | Packing Slip and PO can be found in the file > BIOMED/Phase 3A/Procurement Documents/PACU/PCEA-PCA Pumps
1058174 | Infusion Pumps, Patient-Controlled Analgesic - PCEA | INFUSION PUMPS | Infusion Pumps, Patient-Controlled Analgesic | Active | MSH | MSH | 7 | PACU | PACU | Smiths Medical | CADD-Solis-2110 | 1217891 | 2021-01-28 |  | 2023-01-28 | Packing Slip and PO can be found in the file > BIOMED/Phase 3A/Procurement Documents/PACU/PCEA-PCA Pumps
1058175 | Infusion Pumps, Patient-Controlled Analgesic - PCEA | INFUSION PUMPS | Infusion Pumps, Patient-Controlled Analgesic | Active | MSH | MSH | 7 | PACU | PACU | Smiths Medical | CADD-Solis-2110 | 1184588 | 2021-01-28 |  | 2023-01-28 | Packing Slip and PO can be found in the file > BIOMED/Phase 3A/Procurement Documents/PACU/PCEA-PCA Pumps
1058176 | Infusion Pumps, Patient-Controlled Analgesic - PCEA | INFUSION PUMPS | Infusion Pumps, Patient-Controlled Analgesic | Active | MSH | MSH | 7 | PACU | PACU | Smiths Medical | CADD-Solis-2110 | 1217899 | 2021-01-28 |  | 2023-01-28 | Packing Slip and PO can be found in the file > BIOMED/Phase 3A/Procurement Documents/PACU/PCEA-PCA Pumps
1058177 | Infusion Pumps, Patient-Controlled Analgesic - PCEA | INFUSION PUMPS | Infusion Pumps, Patient-Controlled Analgesic | Active | MSH | MSH | 7 | PACU | PACU | Smiths Medical | CADD-Solis-2110 | 1217902 | 2021-01-28 |  | 2023-01-28 | Packing Slip and PO can be found in the file > BIOMED/Phase 3A/Procurement Documents/PACU/PCEA-PCA Pumps
1058178 | Infusion Pumps, Patient-Controlled Analgesic - PCEA | INFUSION PUMPS | Infusion Pumps, Patient-Controlled Analgesic | Active | MSH | MSH | 7 | PACU | PACU | Smiths Medical | CADD-Solis-2110 | 1217901 | 2021-01-28 |  | 2023-01-28 | Packing Slip and PO can be found in the file > BIOMED/Phase 3A/Procurement Documents/PACU/PCEA-PCA Pumps
1058179 | Infusion Pumps, Patient-Controlled Analgesic - PCEA | INFUSION PUMPS | Infusion Pumps, Patient-Controlled Analgesic | Active | MSH | MSH | 7 | PACU | PACU | Smiths Medical | CADD-Solis-2110 | 1217898 | 2021-01-28 |  | 2023-01-28 | Packing Slip and PO can be found in the file > BIOMED/Phase 3A/Procurement Documents/PACU/PCEA-PCA Pumps
1058180 | Infusion Pumps, Patient-Controlled Analgesic - PCEA | INFUSION PUMPS | Infusion Pumps, Patient-Controlled Analgesic | Active | MSH | MSH | 7 | PACU | PACU | Smiths Medical | CADD-Solis-2110 | 1217900 | 2021-01-28 |  | 2023-01-28 | Packing Slip and PO can be found in the file > BIOMED/Phase 3A/Procurement Documents/PACU/PCEA-PCA Pumps
1058181 | Infusion Pumps, Patient-Controlled Analgesic - PCEA | INFUSION PUMPS | Infusion Pumps, Patient-Controlled Analgesic | Active | MSH | MSH | 7 | PACU | PACU | Smiths Medical | CADD-Solis-2110 | 1217897 | 2021-01-28 |  | 2023-01-28 | Packing Slip and PO can be found in the file > BIOMED/Phase 3A/Procurement Documents/PACU/PCEA-PCA Pumps
1058182 | Infusion Pumps, Patient-Controlled Analgesic - PCEA | INFUSION PUMPS | Infusion Pumps, Patient-Controlled Analgesic | Active | MSH | MSH | 7 | PACU | PACU | Smiths Medical | CADD-Solis-2110 | 1217896 | 2021-01-28 |  | 2023-01-28 | Packing Slip and PO can be found in the file > BIOMED/Phase 3A/Procurement Documents/PACU/PCEA-PCA Pumps
1058183 | Infusion Pumps, Patient-Controlled Analgesic | INFUSION PUMPS | Infusion Pumps, Patient-Controlled Analgesic | Active | MSH | MSH | 7 | PACU | PACU | Smiths Medical | CADD-Solis-2110 | 1181556 | 2021-01-28 |  | 2023-01-28 | Packing Slip and PO can be found in the file > BIOMED/Phase 3A/Procurement Documents/PACU/PCEA-PCA Pumps
1058184 | Infusion Pumps, Patient-Controlled Analgesic | INFUSION PUMPS | Infusion Pumps, Patient-Controlled Analgesic | Active | MSH | MSH | 7 | PACU | PACU | Smiths Medical | CADD-Solis-2110 | 1183569 | 2021-01-28 |  | 2023-01-28 | Packing Slip and PO can be found in the file > BIOMED/Phase 3A/Procurement Documents/PACU/PCEA-PCA Pumps
1058185 | Infusion Pumps, Patient-Controlled Analgesic | INFUSION PUMPS | Infusion Pumps, Patient-Controlled Analgesic | Active | MSH | MSH | 7 | PACU | PACU | Smiths Medical | CADD-Solis-2110 | 1189480 | 2021-01-28 |  | 2023-01-28 | Packing Slip and PO can be found in the file > BIOMED/Phase 3A/Procurement Documents/PACU/PCEA-PCA Pumps
1058186 | Infusion Pumps, Patient-Controlled Analgesic | INFUSION PUMPS | Infusion Pumps, Patient-Controlled Analgesic | Active | MSH | MSH | 7 | PACU | PACU | Smiths Medical | CADD-Solis-2110 | 1217872 | 2021-01-28 |  | 2023-01-28 | Packing Slip and PO can be found in the file > BIOMED/Phase 3A/Procurement Documents/PACU/PCEA-PCA Pumps
1058187 | Infusion Pumps, Patient-Controlled Analgesic | INFUSION PUMPS | Infusion Pumps, Patient-Controlled Analgesic | Active | MSH | MSH | 7 | PACU | PACU | Smiths Medical | CADD-Solis-2110 | 1217870 | 2021-01-28 |  | 2023-01-28 | Packing Slip and PO can be found in the file > BIOMED/Phase 3A/Procurement Documents/PACU/PCEA-PCA Pumps
1058188 | Infusion Pumps, Patient-Controlled Analgesic | INFUSION PUMPS | Infusion Pumps, Patient-Controlled Analgesic | Active | MSH | MSH | 7 | PACU | PACU | Smiths Medical | CADD-Solis-2110 | 1217833 | 2021-01-28 |  | 2023-01-28 | Packing Slip and PO can be found in the file > BIOMED/Phase 3A/Procurement Documents/PACU/PCEA-PCA Pumps
1058189 | Infusion Pumps, Patient-Controlled Analgesic | INFUSION PUMPS | Infusion Pumps, Patient-Controlled Analgesic | Active | MSH | MSH | 7 | PACU | PACU | Smiths Medical | CADD-Solis-2110 | 1217868 | 2021-01-28 |  | 2023-01-28 | Packing Slip and PO can be found in the file > BIOMED/Phase 3A/Procurement Documents/PACU/PCEA-PCA Pumps
1058190 | Infusion Pumps, Patient-Controlled Analgesic | INFUSION PUMPS | Infusion Pumps, Patient-Controlled Analgesic | Active | MSH | MSH | 7 | PACU | PACU | Smiths Medical | CADD-Solis-2110 | 1217873 | 2021-01-28 |  | 2023-01-28 | Packing Slip and PO can be found in the file > BIOMED/Phase 3A/Procurement Documents/PACU/PCEA-PCA Pumps
1058191 | Infusion Pumps, Patient-Controlled Analgesic | INFUSION PUMPS | Infusion Pumps, Patient-Controlled Analgesic | Active | MSH | MSH | 7 | PACU | PACU | Smiths Medical | CADD-Solis-2110 | 1217871 | 2021-01-28 |  | 2023-01-28 | Packing Slip and PO can be found in the file > BIOMED/Phase 3A/Procurement Documents/PACU/PCEA-PCA Pumps
1058192 | Infusion Pumps, Patient-Controlled Analgesic | INFUSION PUMPS | Infusion Pumps, Patient-Controlled Analgesic | Active | MSH | MSH | 7 | PACU | PACU | Smiths Medical | CADD-Solis-2110 | 1217880 | 2021-01-28 |  | 2023-01-28 | Packing Slip and PO can be found in the file > BIOMED/Phase 3A/Procurement Documents/PACU/PCEA-PCA Pumps
1058193 | Infusion Pumps, Patient-Controlled Analgesic | INFUSION PUMPS | Infusion Pumps, Patient-Controlled Analgesic | Active | MSH | MSH | 7 | PACU | PACU | Smiths Medical | CADD-Solis-2110 | 1217877 | 2021-01-28 |  | 2023-01-28 | Packing Slip and PO can be found in the file > BIOMED/Phase 3A/Procurement Documents/PACU/PCEA-PCA Pumps
1058194 | Infusion Pumps, Patient-Controlled Analgesic | INFUSION PUMPS | Infusion Pumps, Patient-Controlled Analgesic | Active | MSH | MSH | 7 | PACU | PACU | Smiths Medical | CADD-Solis-2110 | 1217874 | 2021-01-28 |  | 2023-01-28 | Packing Slip and PO can be found in the file > BIOMED/Phase 3A/Procurement Documents/PACU/PCEA-PCA Pumps
1058195 | Infusion Pumps, Patient-Controlled Analgesic | INFUSION PUMPS | Infusion Pumps, Patient-Controlled Analgesic | Active | MSH | MSH | 7 | PACU | PACU | Smiths Medical | CADD-Solis-2110 | 1217876 | 2021-01-28 |  | 2023-01-28 | Packing Slip and PO can be found in the file > BIOMED/Phase 3A/Procurement Documents/PACU/PCEA-PCA Pumps
1058196 | Infusion Pumps, Patient-Controlled Analgesic | INFUSION PUMPS | Infusion Pumps, Patient-Controlled Analgesic | Active | MSH | MSH | 7 | PACU | PACU | Smiths Medical | CADD-Solis-2110 | 1217879 | 2021-01-28 |  | 2023-01-28 | Packing Slip and PO can be found in the file > BIOMED/Phase 3A/Procurement Documents/PACU/PCEA-PCA Pumps
1058197 | Infusion Pumps, Patient-Controlled Analgesic | INFUSION PUMPS | Infusion Pumps, Patient-Controlled Analgesic | Active | MSH | MSH | 7 | PACU | PACU | Smiths Medical | CADD-Solis-2110 | 1217875 | 2021-01-28 |  | 2023-01-28 | Packing Slip and PO can be found in the file > BIOMED/Phase 3A/Procurement Documents/PACU/PCEA-PCA Pumps
1058202 | Drills, Middle Ear Surgery | Drills | Drills, Middle Ear Surgery | Active | MSH | MSH | 7 | SURGICAL SUITE (COMBINED WITH CYSTO) | 7th Floor | Medtronic of Canada | 1898001 | ENTC84843 | 2021-02-01
1058203 | Chairs, Examination/Treatment | Chairs | Chairs, Examination/Treatment | Active | MSH | MSH | 12N | MKBC Clinic | MKBC Clinic (Room 3) | MIDMARK CORP | 626 | V2296144 | 2021-02-01 |  | 2022-02-01 | HEALTH PRO CONTRACT CE04801 Contact for service Midmark Technical Support 937-526-8585 (8:00AM - 7:00PM) • Sales Representative: Candi Johnson candijohnson@valuemed.ca - 1-800-919-8444 or 780-454-1899
1058204 | Chairs, Examination/Treatment,Bariatric | Chairs | Chairs, Examination/Treatment | Active | MSH | MSH | 6 | General Oncology Clinic | Oncology | MIDMARK CORP | Ritter-244 | 204403002 | 2021-02-01 |  | 2022-02-01 | Maintained by Vendor HEALTH PRO CONTRACT CE04801 Contact for service Midmark Technical Support 937-526-8585 (8:00AM - 7:00PM) • Sales Representative: Candi Johnson candijohnson@valuemed.ca - 1-800-919-8444 or 780-454-1899
1058205 | Otoscope/Ophthalmascope | Otoscope/Ophthalmascope | Otoscope/Ophthalmascope | Active | MSH | MSH | 17U | NICU | 17 - University -NICU | Welch Allyn | 7114X |  | 2012-05-04 | 501 | 2013-05-04 | Room# 16-300
1058207 | Chairs, Examination/Treatment | Chairs | Chairs, Examination/Treatment | Active | MSH | MSH | 12N | MKBC Clinic | MKBC Clinic (Room 8) | MIDMARK CORP | 626 | V2296433 | 2021-02-02 |  | 2022-02-02 | Maintained by Vendor HEALTH PRO CONTRACT CE04801 Contact for service Midmark Technical Support 937-526-8585 (8:00AM - 7:00PM) • Sales Representative: Candi Johnson candijohnson@valuemed.ca - 1-800-919-8444 or 780-454-1899
1058208 | Chairs, Examination/Treatment | Chairs | Chairs, Examination/Treatment | Active | MSH | MSH | 6 | General Oncology Clinic | Oncology | MIDMARK CORP | 626 | V2296452 | 2021-02-02 |  | 2022-02-02 | Maintained by Vendor HEALTH PRO CONTRACT CE04801 Contact for service Midmark Technical Support 937-526-8585 (8:00AM - 7:00PM) • Sales Representative: Candi Johnson candijohnson@valuemed.ca - 1-800-919-8444 or 780-454-1899
1058209 | Chairs, Examination/Treatment | Chairs | Chairs, Examination/Treatment | Active | MSH | MSH | 6 | General Oncology Clinic | Oncology | MIDMARK CORP | 626 | V2296461 | 2021-02-02 |  | 2022-02-02 | Maintained by Vendor HEALTH PRO CONTRACT CE04801 Contact for service Midmark Technical Support 937-526-8585 (8:00AM - 7:00PM) • Sales Representative: Candi Johnson candijohnson@valuemed.ca - 1-800-919-8444 or 780-454-1899
1058210 | Chairs, Examination/Treatment | Chairs | Chairs, Examination/Treatment | Active | MSH | MSH | 12N | MKBC Clinic | MKBC Clinic (Room 4) | MIDMARK CORP | 626 | V2296470 | 2021-02-02 |  | 2022-02-02 | Maintained by Vendor HEALTH PRO CONTRACT CE04801 Contact for service Midmark Technical Support 937-526-8585 (8:00AM - 7:00PM) • Sales Representative: Candi Johnson candijohnson@valuemed.ca - 1-800-919-8444 or 780-454-1899
1058211 | Chairs, Examination/Treatment | Chairs | Chairs, Examination/Treatment | Active | MSH | MSH | 12N | MKBC Clinic | MKBC Clinic (Room 1) | MIDMARK CORP | 626 | V2296486 | 2021-02-02 |  | 2022-02-02 | Maintained by Vendor HEALTH PRO CONTRACT CE04801 Contact for service Midmark Technical Support 937-526-8585 (8:00AM - 7:00PM) • Sales Representative: Candi Johnson candijohnson@valuemed.ca - 1-800-919-8444 or 780-454-1899
1058212 | Chairs, Examination/Treatment | Chairs | Chairs, Examination/Treatment | Active | MSH | MSH | 6 | General Oncology Clinic | Oncology | MIDMARK CORP | 626 | V2296505 | 2021-02-02 |  | 2022-02-02 | Maintained by Vendor HEALTH PRO CONTRACT CE04801 Contact for service Midmark Technical Support 937-526-8585 (8:00AM - 7:00PM) • Sales Representative: Candi Johnson candijohnson@valuemed.ca - 1-800-919-8444 or 780-454-1899
1058213 | Chairs, Examination/Treatment | Chairs | Chairs, Examination/Treatment | Active | MSH | MSH | 12N | MKBC Clinic | MKBC Clinic (Room 5) | MIDMARK CORP | 626 | V2296509 | 2021-02-02 |  | 2022-02-02 | Maintained by Vendor HEALTH PRO CONTRACT CE04801 Contact for service Midmark Technical Support 937-526-8585 (8:00AM - 7:00PM) • Sales Representative: Candi Johnson candijohnson@valuemed.ca - 1-800-919-8444 or 780-454-1899
1058214 | Chairs, Examination/Treatment | Chairs | Chairs, Examination/Treatment | Active | MSH | MSH | 6 | General Oncology Clinic | Oncology | MIDMARK CORP | 626 | V2296527 | 2021-02-02 |  | 2022-02-02 | Maintained by Vendor HEALTH PRO CONTRACT CE04801 Contact for service Midmark Technical Support 937-526-8585 (8:00AM - 7:00PM) • Sales Representative: Candi Johnson candijohnson@valuemed.ca - 1-800-919-8444 or 780-454-1899
1058215 | Chairs, Examination/Treatment | Chairs | Chairs, Examination/Treatment | Active | MSH | MSH | 12N | MKBC Clinic | MKBC Clinic (Room 7) | MIDMARK CORP | 626 | V2296535 | 2021-02-02 |  | 2022-02-02 | Maintained by Vendor HEALTH PRO CONTRACT CE04801 Contact for service Midmark Technical Support 937-526-8585 (8:00AM - 7:00PM) • Sales Representative: Candi Johnson candijohnson@valuemed.ca - 1-800-919-8444 or 780-454-1899
1058216 | Chairs, Examination/Treatment | Chairs | Chairs, Examination/Treatment | Active | MSH | MSH | 6 | General Oncology Clinic | Oncology | MIDMARK CORP | 626 | V2296926 | 2021-02-02 |  | 2022-02-02 | Maintained by Vendor HEALTH PRO CONTRACT CE04801 Contact for service Midmark Technical Support 937-526-8585 (8:00AM - 7:00PM) • Sales Representative: Candi Johnson candijohnson@valuemed.ca - 1-800-919-8444 or 780-454-1899
1058217 | Chairs, Examination/Treatment | Chairs | Chairs, Examination/Treatment | Active | MSH | MSH | 6 | General Oncology Clinic | Oncology | MIDMARK CORP | 626 | V2296931 | 2021-02-02 |  | 2022-02-02 | Maintained by Vendor HEALTH PRO CONTRACT CE04801 Contact for service Midmark Technical Support 937-526-8585 (8:00AM - 7:00PM) • Sales Representative: Candi Johnson candijohnson@valuemed.ca - 1-800-919-8444 or 780-454-1899
1058218 | Chairs, Examination/Treatment | Chairs | Chairs, Examination/Treatment | Active | MSH | MSH | 12N | MKBC Clinic | MKBC Clinic (Room 6) | MIDMARK CORP | 626 | V2296983 | 2021-02-02 |  | 2022-02-02 | Maintained by Vendor HEALTH PRO CONTRACT CE04801 Contact for service Midmark Technical Support 937-526-8585 (8:00AM - 7:00PM) • Sales Representative: Candi Johnson candijohnson@valuemed.ca - 1-800-919-8444 or 780-454-1899
1058219 | Chairs, Examination/Treatment | Chairs | Chairs, Examination/Treatment | Active | MSH | MSH | 6 | General Oncology Clinic | Oncology | MIDMARK CORP | 626 | V2296993 | 2021-02-02 |  | 2022-02-02 | Maintained by Vendor HEALTH PRO CONTRACT CE04801 Contact for service Midmark Technical Support 937-526-8585 (8:00AM - 7:00PM) • Sales Representative: Candi Johnson candijohnson@valuemed.ca - 1-800-919-8444 or 780-454-1899
1058220 | Chairs, Examination/Treatment,Bariatric | Chairs | Chairs, Examination/Treatment | Active | MSH | MSH | 12N | MKBC Clinic | MKBC Clinic (Room 2) | MIDMARK CORP | Ritter-244 | 204403003 | 2021-02-02 |  | 2022-02-02 | Maintained by Vendor HEALTH PRO CONTRACT CE04801 Contact for service Midmark Technical Support 937-526-8585 (8:00AM - 7:00PM) • Sales Representative: Candi Johnson candijohnson@valuemed.ca - 1-800-919-8444 or 780-454-1899
1058221 | INFUSION PUMPS, GENERAL PURPOSE | INFUSION PUMPS | INFUSION PUMPS, GENERAL PURPOSE | Active | MSH | MSH | MSH | Central Dispatch | MSH-LVP | Alaris Medical Systems | 8100 - LVP Module | 15955822 | 2021-01-28 | 1200 | 2022-01-28 | asset number 1058163 po
1058222 | INFUSION PUMPS, GENERAL PURPOSE | INFUSION PUMPS | INFUSION PUMPS, GENERAL PURPOSE | Active | MSH | MSH | MSH | Central Dispatch | MSH-LVP | Alaris Medical Systems | 8100 - LVP Module | 15955822 | 2021-01-28 | 1200 | 2022-01-28 | asset number 1058163 po
1058223 | INFUSION PUMPS, GENERAL PURPOSE | INFUSION PUMPS | INFUSION PUMPS, GENERAL PURPOSE | Active | MSH | MSH | MSH | Central Dispatch | MSH-LVP | Alaris Medical Systems | 8100 - LVP Module | 15955822 | 2021-01-28 | 1200 | 2022-01-28 | asset number 1058163 po
1058224 | INFUSION PUMPS, GENERAL PURPOSE | INFUSION PUMPS | INFUSION PUMPS, GENERAL PURPOSE | Active | MSH | MSH | MSH | Central Dispatch | MSH-LVP | Alaris Medical Systems | 8100 - LVP Module | 15955822 | 2021-01-28 | 1200 | 2022-01-28 | asset number 1058163 po
1058225 | INFUSION PUMPS, GENERAL PURPOSE | INFUSION PUMPS | INFUSION PUMPS, GENERAL PURPOSE | Active | MSH | MSH | MSH | Central Dispatch | MSH-LVP | Alaris Medical Systems | 8100 - LVP Module | 15955835 | 2021-01-28 | 1200 | 2022-01-28 | asset number 1058163 po
1058226 | INFUSION PUMPS, GENERAL PURPOSE | INFUSION PUMPS | INFUSION PUMPS, GENERAL PURPOSE | Active | MSH | MSH | MSH | Central Dispatch | MSH-LVP | Alaris Medical Systems | 8100 - LVP Module | 15955854 | 2021-01-28 | 1200 | 2022-01-28 | asset number 1058163 po
1058227 | INFUSION PUMPS, GENERAL PURPOSE | INFUSION PUMPS | INFUSION PUMPS, GENERAL PURPOSE | Active | MSH | MSH | MSH | Central Dispatch | MSH-LVP | Alaris Medical Systems | 8100 - LVP Module | 15956041 | 2021-01-28 | 1200 | 2022-01-28 | asset number 1058163 po
1058228 | INFUSION PUMPS, GENERAL PURPOSE | INFUSION PUMPS | INFUSION PUMPS, GENERAL PURPOSE | Active | MSH | MSH | MSH | Central Dispatch | MSH-LVP | Alaris Medical Systems | 8100 - LVP Module | 15956044 | 2021-01-28 | 1200 | 2022-01-28 | asset number 1058163 po
1058229 | INFUSION PUMPS, GENERAL PURPOSE | INFUSION PUMPS | INFUSION PUMPS, GENERAL PURPOSE | Active | MSH | MSH | MSH | Central Dispatch | MSH-LVP | Alaris Medical Systems | 8100 - LVP Module | 15956046 | 2021-01-28 | 1200 | 2022-01-28 | asset number 1058163 po
1058230 | INFUSION PUMPS, GENERAL PURPOSE | INFUSION PUMPS | INFUSION PUMPS, GENERAL PURPOSE | Active | MSH | MSH | MSH | Central Dispatch | MSH-LVP | Alaris Medical Systems | 8100 - LVP Module | 15956054 | 2021-01-28 | 1200 | 2022-01-28 | asset number 1058163 po
1058231 | INFUSION PUMPS, GENERAL PURPOSE | INFUSION PUMPS | INFUSION PUMPS, GENERAL PURPOSE | Active | MSH | MSH | MSH | Central Dispatch | MSH-LVP | Alaris Medical Systems | 8100 - LVP Module | 15956062 | 2021-01-28 | 1200 | 2022-01-28 | asset number 1058163 po
1058232 | INFUSION PUMPS, GENERAL PURPOSE | INFUSION PUMPS | INFUSION PUMPS, GENERAL PURPOSE | Active | MSH | MSH | MSH | Central Dispatch | MSH-LVP | Alaris Medical Systems | 8100 - LVP Module | 15956066 | 2021-01-28 | 1200 | 2022-01-28 | asset number 1058163 po
1058233 | INFUSION PUMPS, GENERAL PURPOSE | INFUSION PUMPS | INFUSION PUMPS, GENERAL PURPOSE | Active | MSH | MSH | MSH | Central Dispatch | MSH-LVP | Alaris Medical Systems | 8100 - LVP Module | 15956070 | 2021-01-28 | 1200 | 2022-01-28 | asset number 1058163 po
1058234 | INFUSION PUMPS, GENERAL PURPOSE | INFUSION PUMPS | INFUSION PUMPS, GENERAL PURPOSE | Active | MSH | MSH | MSH | Central Dispatch | MSH-LVP | Alaris Medical Systems | 8100 - LVP Module | 15956071 | 2021-01-28 | 1200 | 2022-01-28 | asset number 1058163 po
1058235 | INFUSION PUMPS, GENERAL PURPOSE | INFUSION PUMPS | INFUSION PUMPS, GENERAL PURPOSE | Active | MSH | MSH | MSH | Central Dispatch | MSH-LVP | Alaris Medical Systems | 8100 - LVP Module | 15956094 | 2021-01-28 | 1200 | 2022-01-28 | asset number 1058163 po
1058236 | INFUSION PUMPS, GENERAL PURPOSE | INFUSION PUMPS | INFUSION PUMPS, GENERAL PURPOSE | Active | MSH | MSH | MSH | Central Dispatch | MSH-LVP | Alaris Medical Systems | 8100 - LVP Module | 15956098 | 2021-01-28 | 1200 | 2022-01-28 | asset number 1058163 po
1058237 | INFUSION PUMPS, GENERAL PURPOSE | INFUSION PUMPS | INFUSION PUMPS, GENERAL PURPOSE | Active | MSH | MSH | MSH | Central Dispatch | MSH-LVP | Alaris Medical Systems | 8100 - LVP Module | 15956105 | 2021-01-28 | 1200 | 2022-01-28 | asset number 1058163 po
1058238 | INFUSION PUMPS, GENERAL PURPOSE | INFUSION PUMPS | INFUSION PUMPS, GENERAL PURPOSE | Active | MSH | MSH | MSH | Central Dispatch | MSH-LVP | Alaris Medical Systems | 8100 - LVP Module | 15956396 | 2021-01-28 | 1200 | 2022-01-28 | asset number 1058163 po
1058239 | INFUSION PUMPS, GENERAL PURPOSE | INFUSION PUMPS | INFUSION PUMPS, GENERAL PURPOSE | Active | MSH | MSH | MSH | Central Dispatch | MSH-LVP | Alaris Medical Systems | 8100 - LVP Module | 15956398 | 2021-01-28 | 1200 | 2022-01-28 | asset number 1058163 po
1058240 | INFUSION PUMPS, GENERAL PURPOSE | INFUSION PUMPS | INFUSION PUMPS, GENERAL PURPOSE | Active | MSH | MSH | MSH | Central Dispatch | MSH-LVP | Alaris Medical Systems | 8100 - LVP Module | 15956402 | 2021-01-28 | 1200 | 2022-01-28 | asset number 1058163 po
1058241 | INFUSION PUMPS, GENERAL PURPOSE | INFUSION PUMPS | INFUSION PUMPS, GENERAL PURPOSE | Active | MSH | MSH | MSH | Central Dispatch | MSH-LVP | Alaris Medical Systems | 8100 - LVP Module | 15956418 | 2021-01-28 | 1200 | 2022-01-28 | asset number 1058163 po
1058242 | INFUSION PUMPS, GENERAL PURPOSE | INFUSION PUMPS | INFUSION PUMPS, GENERAL PURPOSE | Active | MSH | MSH | MSH | Central Dispatch | MSH-LVP | Alaris Medical Systems | 8100 - LVP Module | 15956423 | 2021-01-28 | 1200 | 2022-01-28 | asset number 1058163 po
1058243 | INFUSION PUMPS, GENERAL PURPOSE | INFUSION PUMPS | INFUSION PUMPS, GENERAL PURPOSE | Active | MSH | MSH | MSH | Central Dispatch | MSH-LVP | Alaris Medical Systems | 8100 - LVP Module | 15956464 | 2021-01-28 | 1200 | 2022-01-28 | asset number 1058163 po
1058244 | INFUSION PUMPS, GENERAL PURPOSE | INFUSION PUMPS | INFUSION PUMPS, GENERAL PURPOSE | Active | MSH | MSH | MSH | Central Dispatch | MSH-LVP | Alaris Medical Systems | 8100 - LVP Module | 15956470 | 2021-01-28 | 1200 | 2022-01-28 | asset number 1058163 po
1058245 | INFUSION PUMPS, GENERAL PURPOSE | INFUSION PUMPS | INFUSION PUMPS, GENERAL PURPOSE | Active | MSH | MSH | MSH | Central Dispatch | MSH-LVP | Alaris Medical Systems | 8100 - LVP Module | 15956505 | 2021-01-28 | 1200 | 2022-01-28 | asset number 1058163 po
1058246 | INFUSION PUMPS, GENERAL PURPOSE | INFUSION PUMPS | INFUSION PUMPS, GENERAL PURPOSE | Active | MSH | MSH | MSH | Central Dispatch | MSH-LVP | Alaris Medical Systems | 8100 - LVP Module | 15956527 | 2021-01-28 | 1200 | 2022-01-28 | asset number 1058163 po
1058247 | INFUSION PUMPS, GENERAL PURPOSE | INFUSION PUMPS | INFUSION PUMPS, GENERAL PURPOSE | Active | MSH | MSH | MSH | Central Dispatch | MSH-LVP | Alaris Medical Systems | 8100 - LVP Module | 15956532 | 2021-01-28 | 1200 | 2022-01-28 | asset number 1058163 po
1058248 | INFUSION PUMPS, GENERAL PURPOSE | INFUSION PUMPS | INFUSION PUMPS, GENERAL PURPOSE | Active | MSH | MSH | MSH | Central Dispatch | MSH-LVP | Alaris Medical Systems | 8100 - LVP Module | 15956533 | 2021-01-28 | 1200 | 2022-01-28 | asset number 1058163 po
1058249 | INFUSION PUMPS, GENERAL PURPOSE | INFUSION PUMPS | INFUSION PUMPS, GENERAL PURPOSE | Active | MSH | MSH | MSH | Central Dispatch | MSH-LVP | Alaris Medical Systems | 8100 - LVP Module | 15956557 | 2021-01-28 | 1200 | 2022-01-28 | asset number 1058163 po
1058250 | INFUSION PUMPS, GENERAL PURPOSE | INFUSION PUMPS | INFUSION PUMPS, GENERAL PURPOSE | Active | MSH | MSH | MSH | Central Dispatch | MSH-LVP | Alaris Medical Systems | 8100 - LVP Module | 15956570 | 2021-01-28 | 1200 | 2022-01-28 | asset number 1058163 po
1058251 | INFUSION PUMPS, GENERAL PURPOSE | INFUSION PUMPS | INFUSION PUMPS, GENERAL PURPOSE | Active | MSH | MSH | MSH | Central Dispatch | MSH-LVP | Alaris Medical Systems | 8100 - LVP Module | 15956574 | 2021-01-28 | 1200 | 2022-01-28 | asset number 1058163 po
1058252 | INFUSION PUMPS, GENERAL PURPOSE | INFUSION PUMPS | INFUSION PUMPS, GENERAL PURPOSE | Active | MSH | MSH | MSH | Central Dispatch | MSH-LVP | Alaris Medical Systems | 8100 - LVP Module | 15956579 | 2021-01-28 | 1200 | 2022-01-28 | asset number 1058163 po
1058253 | INFUSION PUMPS, GENERAL PURPOSE | INFUSION PUMPS | INFUSION PUMPS, GENERAL PURPOSE | Active | MSH | MSH | MSH | Central Dispatch | MSH-LVP | Alaris Medical Systems | 8100 - LVP Module | 15956583 | 2021-01-28 | 1200 | 2022-01-28 | asset number 1058163 po
1058254 | INFUSION PUMPS, GENERAL PURPOSE | INFUSION PUMPS | INFUSION PUMPS, GENERAL PURPOSE | Active | MSH | MSH | MSH | Central Dispatch | MSH-LVP | Alaris Medical Systems | 8100 - LVP Module | 15956591 | 2021-01-28 | 1200 | 2022-01-28 | asset number 1058163 po
1058255 | INFUSION PUMPS, GENERAL PURPOSE | INFUSION PUMPS | INFUSION PUMPS, GENERAL PURPOSE | Active | MSH | MSH | MSH | Central Dispatch | MSH-LVP | Alaris Medical Systems | 8100 - LVP Module | 15956593 | 2021-01-28 | 1200 | 2022-01-28 | asset number 1058163 po
1058256 | INFUSION PUMPS, GENERAL PURPOSE | INFUSION PUMPS | INFUSION PUMPS, GENERAL PURPOSE | Active | MSH | MSH | MSH | Central Dispatch | MSH-LVP | Alaris Medical Systems | 8100 - LVP Module | 15956599 | 2021-01-28 | 1200 | 2022-01-28 | asset number 1058163 po
1058257 | INFUSION PUMPS, GENERAL PURPOSE | INFUSION PUMPS | INFUSION PUMPS, GENERAL PURPOSE | Active | MSH | MSH | MSH | Central Dispatch | MSH-PC Unit | Alaris Medical Systems | 8015 - PCU | 15955437 | 2021-01-28 | 1200 | 2022-01-28 | PO Copy attached Asset number 1058163
1058258 | INFUSION PUMPS, GENERAL PURPOSE | INFUSION PUMPS | INFUSION PUMPS, GENERAL PURPOSE | Active | MSH | MSH | MSH | Central Dispatch | MSH-PC Unit | Alaris Medical Systems | 8015 - PCU | 15955438 | 2021-01-28 | 1200 | 2022-01-28 | PO Copy attached Asset number 1058163
1058259 | INFUSION PUMPS, GENERAL PURPOSE | INFUSION PUMPS | INFUSION PUMPS, GENERAL PURPOSE | Active | MSH | MSH | MSH | Central Dispatch | MSH-PC Unit | Alaris Medical Systems | 8015 - PCU | 15955443 | 2021-01-28 | 1200 | 2022-01-28 | PO Copy attached Asset number 1058163
1058260 | INFUSION PUMPS, GENERAL PURPOSE | INFUSION PUMPS | INFUSION PUMPS, GENERAL PURPOSE | Active | MSH | MSH | MSH | Central Dispatch | MSH-PC Unit | Alaris Medical Systems | 8015 - PCU | 15955589 | 2021-01-28 | 1200 | 2022-01-28 | PO Copy attached Asset number 1058163
1058261 | INFUSION PUMPS, GENERAL PURPOSE | INFUSION PUMPS | INFUSION PUMPS, GENERAL PURPOSE | Active | MSH | MSH | MSH | Central Dispatch | MSH-PC Unit | Alaris Medical Systems | 8015 - PCU | 15955620 | 2021-01-28 | 1200 | 2022-01-28 | PO Copy attached Asset number 1058163
1058262 | INFUSION PUMPS, GENERAL PURPOSE | INFUSION PUMPS | INFUSION PUMPS, GENERAL PURPOSE | Active | MSH | MSH | MSH | Central Dispatch | MSH-PC Unit | Alaris Medical Systems | 8015 - PCU | 15956107 | 2021-01-28 | 1200 | 2022-01-28 | PO Copy attached Asset number 1058163
1058263 | INFUSION PUMPS, GENERAL PURPOSE | INFUSION PUMPS | INFUSION PUMPS, GENERAL PURPOSE | Active | MSH | MSH | MSH | Central Dispatch | MSH-PC Unit | Alaris Medical Systems | 8015 - PCU | 15956115 | 2021-01-28 | 1200 | 2022-01-28 | PO Copy attached Asset number 1058163
1058264 | INFUSION PUMPS, GENERAL PURPOSE | INFUSION PUMPS | INFUSION PUMPS, GENERAL PURPOSE | Active | MSH | MSH | MSH | Central Dispatch | MSH-PC Unit | Alaris Medical Systems | 8015 - PCU | 15956143 | 2021-01-28 | 1200 | 2022-01-28 | PO Copy attached Asset number 1058163
1058265 | INFUSION PUMPS, GENERAL PURPOSE | INFUSION PUMPS | INFUSION PUMPS, GENERAL PURPOSE | Active | MSH | MSH | MSH | Central Dispatch | MSH-PC Unit | Alaris Medical Systems | 8015 - PCU | 15956308 | 2021-01-28 | 1200 | 2022-01-28 | PO Copy attached Asset number 1058163
1058266 | INFUSION PUMPS, GENERAL PURPOSE | INFUSION PUMPS | INFUSION PUMPS, GENERAL PURPOSE | Active | MSH | MSH | MSH | Central Dispatch | MSH-PC Unit | Alaris Medical Systems | 8015 - PCU | 15956309 | 2021-01-28 | 1200 | 2022-01-28 | PO Copy attached Asset number 1058163
1058267 | INFUSION PUMPS, GENERAL PURPOSE | INFUSION PUMPS | INFUSION PUMPS, GENERAL PURPOSE | Active | MSH | MSH | MSH | Central Dispatch | MSH-PC Unit | Alaris Medical Systems | 8015 - PCU | 15956339 | 2021-01-28 | 1200 | 2022-01-28 | PO Copy attached Asset number 1058163
1058268 | INFUSION PUMPS, GENERAL PURPOSE | INFUSION PUMPS | INFUSION PUMPS, GENERAL PURPOSE | Active | MSH | MSH | MSH | Central Dispatch | MSH-PC Unit | Alaris Medical Systems | 8015 - PCU | 15956346 | 2021-01-28 | 1200 | 2022-01-28 | PO Copy attached Asset number 1058163
1058269 | INFUSION PUMPS, GENERAL PURPOSE | INFUSION PUMPS | INFUSION PUMPS, GENERAL PURPOSE | Active | MSH | MSH | MSH | Central Dispatch | MSH-PC Unit | Alaris Medical Systems | 8015 - PCU | 15956348 | 2021-01-28 | 1200 | 2022-01-28 | PO Copy attached Asset number 1058163
1058270 | INFUSION PUMPS, GENERAL PURPOSE | INFUSION PUMPS | INFUSION PUMPS, GENERAL PURPOSE | Active | MSH | MSH | MSH | Central Dispatch | MSH-PC Unit | Alaris Medical Systems | 8015 - PCU | 15956352 | 2021-01-28 | 1200 | 2022-01-28 | PO Copy attached Asset number 1058163
1058271 | INFUSION PUMPS, GENERAL PURPOSE | INFUSION PUMPS | INFUSION PUMPS, GENERAL PURPOSE | Active | MSH | MSH | MSH | Central Dispatch | MSH-PC Unit | Alaris Medical Systems | 8015 - PCU | 15956718 | 2021-01-28 | 1200 | 2022-01-28 | PO Copy attached Asset number 1058163
1058272 | INFUSION PUMPS, GENERAL PURPOSE | INFUSION PUMPS | INFUSION PUMPS, GENERAL PURPOSE | Active | MSH | MSH | MSH | Central Dispatch | MSH-PC Unit | Alaris Medical Systems | 8015 - PCU | 15956723 | 2021-01-28 | 1200 | 2022-01-28 | PO Copy attached Asset number 1058163
1058273 | INFUSION PUMPS, GENERAL PURPOSE | INFUSION PUMPS | INFUSION PUMPS, GENERAL PURPOSE | Active | MSH | MSH | MSH | Central Dispatch | MSH-PC Unit | Alaris Medical Systems | 8015 - PCU | 15956730 | 2021-01-28 | 1200 | 2022-01-28 | PO Copy attached Asset number 1058163
1058274 | INFUSION PUMPS, GENERAL PURPOSE | INFUSION PUMPS | INFUSION PUMPS, GENERAL PURPOSE | Active | MSH | MSH | MSH | Central Dispatch | MSH-PC Unit | Alaris Medical Systems | 8015 - PCU | 15956732 | 2021-01-28 | 1200 | 2022-01-28 | PO Copy attached Asset number 1058163
1058275 | INFUSION PUMPS, GENERAL PURPOSE | INFUSION PUMPS | INFUSION PUMPS, GENERAL PURPOSE | Active | MSH | MSH | MSH | Central Dispatch | MSH-PC Unit | Alaris Medical Systems | 8015 - PCU | 15956733 | 2021-01-28 | 1200 | 2022-01-28 | PO Copy attached Asset number 1058163
1058276 | INFUSION PUMPS, GENERAL PURPOSE | INFUSION PUMPS | INFUSION PUMPS, GENERAL PURPOSE | Active | MSH | MSH | MSH | Central Dispatch | MSH-PC Unit | Alaris Medical Systems | 8015 - PCU | 15956734 | 2021-01-28 | 1200 | 2022-01-28 | PO Copy attached Asset number 1058163
1058277 | INFUSION PUMPS, GENERAL PURPOSE | INFUSION PUMPS | INFUSION PUMPS, GENERAL PURPOSE | Active | MSH | MSH | MSH | Central Dispatch | MSH-PC Unit | Alaris Medical Systems | 8015 - PCU | 15956737 | 2021-01-28 | 1200 | 2022-01-28 | PO Copy attached Asset number 1058163
1058278 | INFUSION PUMPS, GENERAL PURPOSE | INFUSION PUMPS | INFUSION PUMPS, GENERAL PURPOSE | Active | MSH | MSH | MSH | Central Dispatch | MSH-PC Unit | Alaris Medical Systems | 8015 - PCU | 15956743 | 2021-01-28 | 1200 | 2022-01-28 | PO Copy attached Asset number 1058163
1058279 | INFUSION PUMPS, GENERAL PURPOSE | INFUSION PUMPS | INFUSION PUMPS, GENERAL PURPOSE | Active | MSH | MSH | MSH | Central Dispatch | MSH-PC Unit | Alaris Medical Systems | 8015 - PCU | 15956745 | 2021-01-28 | 1200 | 2022-01-28 | PO Copy attached Asset number 1058163
1058280 | INFUSION PUMPS, GENERAL PURPOSE | INFUSION PUMPS | INFUSION PUMPS, GENERAL PURPOSE | Active | MSH | MSH | MSH | Central Dispatch | MSH-PC Unit | Alaris Medical Systems | 8015 - PCU | 15956758 | 2021-01-28 | 1200 | 2022-01-28 | PO Copy attached Asset number 1058163
1058281 | INFUSION PUMPS, GENERAL PURPOSE | INFUSION PUMPS | INFUSION PUMPS, GENERAL PURPOSE | Active | MSH | MSH | MSH | Central Dispatch | MSH-PC Unit | Alaris Medical Systems | 8015 - PCU | 15956760 | 2021-01-28 | 1200 | 2022-01-28 | PO Copy attached Asset number 1058163
1058282 | INFUSION PUMPS, GENERAL PURPOSE | INFUSION PUMPS | INFUSION PUMPS, GENERAL PURPOSE | Active | MSH | MSH | MSH | Central Dispatch | MSH-PC Unit | Alaris Medical Systems | 8015 - PCU | 15956765 | 2021-01-28 | 1200 | 2022-01-28 | PO Copy attached Asset number 1058163
1058283 | INFUSION PUMPS, GENERAL PURPOSE | INFUSION PUMPS | INFUSION PUMPS, GENERAL PURPOSE | Active | MSH | MSH | MSH | Central Dispatch | MSH-PC Unit | Alaris Medical Systems | 8015 - PCU | 15956766 | 2021-01-28 | 1200 | 2022-01-28 | PO Copy attached Asset number 1058163
1058284 | INFUSION PUMPS, GENERAL PURPOSE | INFUSION PUMPS | INFUSION PUMPS, GENERAL PURPOSE | Active | MSH | MSH | MSH | Central Dispatch | MSH-PC Unit | Alaris Medical Systems | 8015 - PCU | 15956793 | 2021-01-28 | 1200 | 2022-01-28 | PO Copy attached Asset number 1058163
1058285 | INFUSION PUMPS, GENERAL PURPOSE | INFUSION PUMPS | INFUSION PUMPS, GENERAL PURPOSE | Active | MSH | MSH | MSH | Central Dispatch | MSH-PC Unit | Alaris Medical Systems | 8015 - PCU | 15956854 | 2021-01-28 | 1200 | 2022-01-28 | PO Copy attached Asset number 1058163
1058286 | INFUSION PUMPS, GENERAL PURPOSE | INFUSION PUMPS | INFUSION PUMPS, GENERAL PURPOSE | Active | MSH | MSH | MSH | Central Dispatch | MSH-PC Unit | Alaris Medical Systems | 8015 - PCU | 15956913 | 2021-01-28 | 1200 | 2022-01-28 | PO Copy attached Asset number 1058163
1058287 | INFUSION PUMPS, GENERAL PURPOSE | INFUSION PUMPS | INFUSION PUMPS, GENERAL PURPOSE | Active | MSH | MSH | MSH | Central Dispatch | MSH-PC Unit | Alaris Medical Systems | 8015 - PCU | 15956916 | 2021-01-28 | 1200 | 2022-01-28 | PO Copy attached Asset number 1058163
1058288 | INFUSION PUMPS, GENERAL PURPOSE | INFUSION PUMPS | INFUSION PUMPS, GENERAL PURPOSE | Active | MSH | MSH | MSH | Central Dispatch | MSH-PC Unit | Alaris Medical Systems | 8015 - PCU | 15956922 | 2021-01-28 | 1200 | 2022-01-28 | PO Copy attached Asset number 1058163
1058289 | INFUSION PUMPS, GENERAL PURPOSE | INFUSION PUMPS | INFUSION PUMPS, GENERAL PURPOSE | Active | MSH | MSH | MSH | Central Dispatch | MSH-PC Unit | Alaris Medical Systems | 8015 - PCU | 15956944 | 2021-01-28 | 1200 | 2022-01-28 | PO Copy attached Asset number 1058163
1058453 | Waterless Milk Warmer | WARMERS | WARMERS, SOLUTION | Active | MSH | MSH | 17U | NICU | NICU | MEDELA INC | 87115 | 1452901 | 2021-02-04 |  | 2026-02-04
1058454 | Waterless Milk Warmer | WARMERS | WARMERS, SOLUTION | Active | MSH | MSH | 17U | NICU | NICU | MEDELA INC | 87115 | 1874115 | 2021-02-04 |  | 2026-02-04 | old serial # 1452987 Old Serial # 1874127 - August 5th, 2021
1058455 | Waterless Milk Warmer | WARMERS | WARMERS, SOLUTION | Active | MSH | MSH | 17U | NICU | NICU | MEDELA INC | 87115 | 1453037 | 2021-02-04 |  | 2026-02-04
1058456 | Waterless Milk Warmer | WARMERS | WARMERS, SOLUTION | Active | MSH | MSH | 17U | NICU | NICU | MEDELA INC | 87115 | 1874108 | 2021-02-04 |  | 2026-02-04 | Old serial # 1453039 and new serial # 1874108
1058457 | Waterless Milk Warmer | WARMERS | WARMERS, SOLUTION | Active | MSH | MSH | 17U | NICU | NICU | MEDELA INC | 87115 | 1453049 | 2021-02-04 |  | 2026-02-04
1058461 | Drills, Middle Ear Surgery | Drills | Drills, Middle Ear Surgery | Active | MSH | MSH | 7 | SURGICAL SUITE (COMBINED WITH CYSTO) | 7th Floor | Medtronic of Canada | 1898001 | ENTC85243 | 2021-02-01
1058463 | Drills, Middle Ear Surgery | Drills | Drills, Middle Ear Surgery | Active | MSH | MSH | 7 | SURGICAL SUITE (COMBINED WITH CYSTO) | 7th Floor | Medtronic of Canada | 1898001 | ENTC85244 | 2021-02-01
1058502 | Waterless Milk Warmer | WARMERS | WARMERS, SOLUTION | Active | MSH | MSH | 17U | NICU | NICU | MEDELA INC | 87115 | 1453017 | 2021-02-04 |  | 2026-02-04
1058503 | Waterless Milk Warmer | WARMERS | WARMERS, SOLUTION | Active | MSH | MSH | 17U | NICU | NICU | MEDELA INC | 87115 | 1453045 | 2021-02-04 |  | 2026-02-04
1058504 | Waterless Milk Warmer | WARMERS | WARMERS, SOLUTION | Active | MSH | MSH | 17U | NICU | NICU | MEDELA INC | 87115 | 1453062 | 2021-02-04 |  | 2026-02-04
1058505 | Waterless Milk Warmer | WARMERS | WARMERS, SOLUTION | Active | MSH | MSH | 17U | NICU | NICU | MEDELA INC | 87115 | 1453237 | 2021-02-04 |  | 2026-02-04
1058506 | Waterless Milk Warmer | WARMERS | WARMERS, SOLUTION | Active | MSH | MSH | 17U | NICU | NICU | MEDELA INC | 87115 | 1453318 | 2021-02-04 |  | 2026-02-04
1058526 | Ventilators, Transport | Ventilators | Ventilators, Transport | Active | MSH | MSH | 3 | Respiratory Therapy | ER-3rd (Main) Floor | HAMILTON MEDICAL INC | Hamilton-T1 | 507447 | 2021-01-29 |  | 2023-01-29 | Including Trolley, Basket , Li-Ion batteries Duopap/APRV , NIV/NIV-ST , TRENDS/LOOPS SW ,T1 and HIGH FLOW O2 SW Options . T1, CO2 Sensor, EXP Valve , C1/T1/MR1 Expiratory valve, T1 Military, OP EXT Comm .T1 Military , Transport case . PO and packing slip copy see attched Asset # 1058165. Transport ventilators used in PACU, ED and ICU
1058527 | LASER,SURGICAL,CO2,GEN.PURPOSE | Laser | LASER,SURGICAL,CO2,GEN.PURPOSE | Active | MSH | OPG | 8th Floor | Women's Unit-OPG | 8th Floor ampulatory services | Deka Mela srl | M103J1-C80 | UM6B0501H | 2021-02-04 |  | 2022-02-09
1058528 | Ventilators, Transport | Ventilators | Ventilators, Transport | Active | MSH | MSH | 5 | Respiratory Therapy | ICU | HAMILTON MEDICAL INC | Hamilton-T1 | 505874 | 2021-01-29 |  | 2023-01-29 | Including Trolley, Basket , Li-Ion batteries Duopap/APRV , NIV/NIV-ST , TRENDS/LOOPS SW ,T1 and HIGH FLOW O2 SW Options . T1, CO2 Sensor, EXP Valve , C1/T1/MR1 Expiratory valve, T1 Military, OP EXT Comm .T1 Military , Transport case . PO and packing slip copy see attched Asset # 1058165. Transport ventilators used in PACU, ED and ICU
1058529 | Ventilators, Transport | Ventilators | Ventilators, Transport | Active | MSH | MSH | 5 | Respiratory Therapy | ICU | HAMILTON MEDICAL INC | Hamilton-T1 | 505738 | 2021-01-29 |  | 2023-01-29 | Including Trolley, Basket , Li-Ion batteries Duopap/APRV , NIV/NIV-ST , TRENDS/LOOPS SW ,T1 and HIGH FLOW O2 SW Options . T1, CO2 Sensor, EXP Valve , C1/T1/MR1 Expiratory valve, T1 Military, OP EXT Comm .T1 Military , Transport case . PO and packing slip copy see attched Asset # 1058165. Transport ventilators used in PACU, ED and ICU
1058530 | Ventilators, Transport | Ventilators | Ventilators, Transport | Active | MSH | MSH | 7 | Respiratory Therapy | O.R-7th Floor | HAMILTON MEDICAL INC | Hamilton-T1 | 501388 | 2021-01-29 |  | 2023-01-29 | Including Trolley, Basket , Li-Ion batteries Duopap/APRV , NIV/NIV-ST , TRENDS/LOOPS SW ,T1 and HIGH FLOW O2 SW Options . T1, CO2 Sensor, EXP Valve , C1/T1/MR1 Expiratory valve, T1 Military, OP EXT Comm .T1 Military , Transport case . PO and packing slip copy see attched Asset # 1058165. Transport ventilators used in PACU, ED and ICU
1058531 | Laryngoscopes, Video | Laryngoscopes | Laryngoscopes, Video | Active | MSH | MSH | 1 | Biomedical Engineering | 1st Floor | STORZ INSTRUMENT CO | TP101 - Telepack+ | TP01538 | 2021-02-08 |  |  | Model: TP101 - Telepack+
1058532 | BLADDER SCANNER | BLADDER SCANNER | BLADDER SCANNER | Active | MSH | MSH | 7 | PACU | PACU | Verathon Medical | Prime Plus | C1515884 | 2021-02-08 |  | 2026-02-08 | Probe SN P1519816 ** All physical damages covered under warranty ** PO found in BIOMED > Phase 3A > Procurement Documents > PACU
1058533 | BLADDER SCANNER | BLADDER SCANNER | BLADDER SCANNER | Active | MSH | MSH | 7 | PACU | PACU | Verathon Medical | Prime Plus | C1515885 | 2021-02-08 |  | 2026-02-08 | Probe SN P1519801 ** All physical damages covered under warranty ** PO found in BIOMED > Phase 3A > Procurement Documents > PACU
1058534 | BLADDER SCANNER | BLADDER SCANNER | BLADDER SCANNER | Active | MSH | MSH | 7 | PACU | PACU | Verathon Medical | Prime Plus | C1515870 | 2021-02-08 |  | 2026-02-08 | Probe SN P1519822 ** All physical damages covered under warranty ** PO found in BIOMED > Phase 3A > Procurement Documents > PACU
1058535 | Display Monitor, Flat Panel | Display Monitor | Display Monitor, Flat Panel | Active | MSH | MSH | 7 | PACU | PACU | Philips Healthcare | 989805710006 | MMT28AA0010431DF484202 | 2021-02-08 |  | 2022-02-08 | PO found in BIOMED > Phase 3A > Procurement Documents > PACU
1058536 | Display Monitor, Flat Panel | Display Monitor | Display Monitor, Flat Panel | Active | MSH | MSH | 7 | PACU | PACU | Philips Healthcare | 989805710006 | MMT28AA0010431DF884202 | 2021-02-08 |  | 2022-02-08 | PO found in BIOMED > Phase 3A > Procurement Documents > PACU
1058537 | Display Monitor, Flat Panel | Display Monitor | Display Monitor, Flat Panel | Active | MSH | MSH | 7 | PACU | PACU | Philips Healthcare | 989805710006 | MMT28AA0010431DF494202 | 2021-02-08 |  | 2022-02-08 | PO found in BIOMED > Phase 3A > Procurement Documents > PACU
1058538 | Display Monitor, Flat Panel | Display Monitor | Display Monitor, Flat Panel | Active | MSH | MSH | 7 | PACU | PACU | Philips Healthcare | 989805710006 | MMT28AA0010431DF3D4202 | 2021-02-08 |  | 2022-02-08 | PO found in BIOMED > Phase 3A > Procurement Documents > PACU
1058539 | Display Monitor, Flat Panel | Display Monitor | Display Monitor, Flat Panel | Active | MSH | MSH | 7 | PACU | PACU | Philips Healthcare | 989805710006 | MMT28AA0010431DF864202 | 2021-02-08 |  | 2022-02-08 | PO found in BIOMED > Phase 3A > Procurement Documents > PACU
1058540 | Display Monitor, Flat Panel | Display Monitor | Display Monitor, Flat Panel | Active | MSH | MSH | 7 | PACU | PACU | Philips Healthcare | 989805710006 | MMT28AA0010431DF874202 | 2021-02-08 |  | 2022-02-08 | PO found in BIOMED > Phase 3A > Procurement Documents > PACU
1058542 | Power Systems, Uninterruptible | Power Systems | Power Systems, Uninterruptible | Active | MSH | MSH | 7 | PACU | PACU | TRIPP LITE | Smart500RT1U | 3037AL2SM88D100072 | 2021-02-08 | 461 | 2022-02-08 | Series AG-03AA PO found in BIOMED > Phase 3A > Procurement Documents > PACU
1058543 | Power Systems, Uninterruptible | Power Systems | Power Systems, Uninterruptible | Active | MSH | MSH | 7 | PACU | PACU | TRIPP LITE | Smart500RT1U | 3038BY0SM889300291 | 2021-02-08 | 461 | 2022-02-08 | Series AG-0097 PO found in BIOMED > Phase 3A > Procurement Documents > PACU
1058544 | Power Systems, Uninterruptible | Power Systems | Power Systems, Uninterruptible | Active | MSH | MSH | 7 | PACU | PACU | TRIPP LITE | Smart500RT1U | 3038BY0SM889300292 | 2021-02-08 | 461 | 2022-02-08 | Series AG-0097 PO found in BIOMED > Phase 3A > Procurement Documents > PACU
1058545 | Power Systems, Uninterruptible | Power Systems | Power Systems, Uninterruptible | Active | MSH | MSH | 7 | PACU | PACU | TRIPP LITE | Smart500RT1U | 3033BY0SM889301084 | 2021-02-08 | 461 | 2022-02-08 | Series AG-0097 PO found in BIOMED > Phase 3A > Procurement Documents > PACU
1058546 | Power Systems, Uninterruptible | Power Systems | Power Systems, Uninterruptible | Active | MSH | MSH | 7 | PACU | PACU | TRIPP LITE | Smart500RT1U | 3033BY0SM889300020 | 2021-02-08 | 461 | 2022-02-08 | Series AG-0097 PO found in BIOMED > Phase 3A > Procurement Documents > PACU
1058548 | Display Monitor, Flat Panel | Display Monitor | Display Monitor, Flat Panel | Active | MSH | MSH | 3 | Emergency | EMERG - 3rd (Main) | Philips Healthcare | 989805710006 | MMT28AA0010431DF394202 | 2021-01-22 |  | 2022-01-21 | Yellow Zone Overview
1058549 | Display Monitor, Flat Panel | Display Monitor | Display Monitor, Flat Panel | Active | MSH | MSH | 3 | Emergency | EMERG - 3rd (Main) | Philips Healthcare | 989805710006 | MMT28AA0010431DFDF334202 | 2021-01-22 |  | 2022-01-21
1058550 | Display Monitor, Flat Panel | Display Monitor | Display Monitor, Flat Panel | Active | MSH | MSH | 3 | Emergency | EMERG - 3rd (Main) | Philips Healthcare | 989805710006 | MMT28AA0010431DF3A4202 | 2021-01-22 |  | 2022-01-21
1058551 | Display Monitor, Flat Panel | Display Monitor | Display Monitor, Flat Panel | Active | MSH | MSH | 3 | Emergency | EMERG - 3rd (Main) | Philips Healthcare | 989805710006 | MMT28AA0010431DF414202 | 2021-01-22 |  | 2022-01-21
1058552 | Power Systems, Uninterruptible | Power Systems | Power Systems, Uninterruptible | Active | MSH | MSH | 7 | SURGICAL SUITE (COMBINED WITH CYSTO) | 7th Floor-IT Closet | TRIPP LITE | Smart500RT1U | 2849BY0SM889301015 | 2020-01-01 | 367 | 2021-02-09 | Found in shop under biomed lab desk, labelled on box as PACU. Entered into TMS. No PO labelled, unable to locate PO.
1058553 | Intraosseous Infusion Kits | Intraosseous Infusion Kits | Intraosseous Infusion Kits | Active | MSH | MSH | 3 | Emergency | ED West | Teleflex Inc | Arrow EZ-IO | K65099 | 2020-05-06
1058569 | Hysteroscopic Fluid Management System | Hysteroscopic Fluid Management System | Hysteroscopic Fluid Management System | Active | MSH | MSH | 7 | EOPS | OR | OLYMPUS CORP MEDICAL INSTRUMENT DIV | WA40620A | 1912CE0641 | 2021-02-09 |  | 2022-02-09 | Unit consists of HysteroFlow, s/n 1912CE0641, and HysteroBalance, s/n 1911CE0285.
1058570 | Thermometers, Electronic, Infrared, Ear | Thermometers | Thermometers, Electronic, Infrared, Ear | Active | MSH | MSH | 7 | PACU | PACU | Cardinal Health Canada Inc | Genius 3 | N18783627 | 2021-02-09 |  | 2024-02-09 | PO can be found in: BIOMED/Phase 3A/Procurement Documents/PACU/Thermometers Factory Calibration Test Report found in: BIOMED/Phase 3A/Procurement Documents/PACU/Thermometers/Factory Calibration Test Report/Batch 1
1058571 | Thermometers, Electronic, Infrared, Ear | Thermometers | Thermometers, Electronic, Infrared, Ear | Active | MSH | MSH | 7 | PACU | PACU | Cardinal Health Canada Inc | Genius 3 | N18785163 | 2021-02-09 |  | 2024-02-09 | PO can be found in: BIOMED/Phase 3A/Procurement Documents/PACU/Thermometers Factory Calibration Test Report found in: BIOMED/Phase 3A/Procurement Documents/PACU/Thermometers/Factory Calibration Test Report/Batch 1
1058572 | Thermometers, Electronic, Infrared, Ear | Thermometers | Thermometers, Electronic, Infrared, Ear | Active | MSH | MSH | 7 | PACU | PACU | Cardinal Health Canada Inc | Genius 3 | N18785343 | 2021-02-09 |  | 2024-02-09 | PO can be found in: BIOMED/Phase 3A/Procurement Documents/PACU/Thermometers Factory Calibration Test Report found in: BIOMED/Phase 3A/Procurement Documents/PACU/Thermometers/Factory Calibration Test Report/Batch 1
1058573 | Thermometers, Electronic, Infrared, Ear | Thermometers | Thermometers, Electronic, Infrared, Ear | Active | MSH | MSH | 7 | PACU | PACU | Cardinal Health Canada Inc | Genius 3 | N19871805 | 2021-02-09 |  | 2024-02-09 | PO can be found in: BIOMED/Phase 3A/Procurement Documents/PACU/Thermometers Factory Calibration Test Report found in: BIOMED/Phase 3A/Procurement Documents/PACU/Thermometers/Factory Calibration Test Report/Batch 1
1058575 | Thermometers, Electronic, Infrared, Ear | Thermometers | Thermometers, Electronic, Infrared, Ear | Active | MSH | MSH | 7 | PACU | PACU | Cardinal Health Canada Inc | Genius 3 | N18761332 | 2021-02-09 |  | 2024-02-09 | PO can be found in: BIOMED/Phase 3A/Procurement Documents/PACU/Thermometers Factory Calibration Test Report found in: BIOMED/Phase 3A/Procurement Documents/PACU/Thermometers/Factory Calibration Test Report/Batch 1
1058576 | Thermometers, Electronic, Infrared, Ear | Thermometers | Thermometers, Electronic, Infrared, Ear | Active | MSH | MSH | 7 | PACU | PACU | Cardinal Health Canada Inc | Genius 3 | N18761563 | 2021-02-09 |  | 2024-02-09 | PO can be found in: BIOMED/Phase 3A/Procurement Documents/PACU/Thermometers Factory Calibration Test Report found in: BIOMED/Phase 3A/Procurement Documents/PACU/Thermometers/Factory Calibration Test Report/Batch 1
1058577 | Thermometers, Electronic, Infrared, Ear | Thermometers | Thermometers, Electronic, Infrared, Ear | Active | MSH | MSH | 7 | PACU | PACU | Cardinal Health Canada Inc | Genius 3 | N18762124 | 2021-02-09 |  | 2024-02-09 | PO can be found in: BIOMED/Phase 3A/Procurement Documents/PACU/Thermometers Factory Calibration Test Report found in: BIOMED/Phase 3A/Procurement Documents/PACU/Thermometers/Factory Calibration Test Report/Batch 1
1058578 | Thermometers, Electronic, Infrared, Ear | Thermometers | Thermometers, Electronic, Infrared, Ear | Active | MSH | MSH | 7 | PACU | PACU | Cardinal Health Canada Inc | Genius 3 | N18763641 | 2021-02-09 |  | 2024-02-09 | PO can be found in: BIOMED/Phase 3A/Procurement Documents/PACU/Thermometers Factory Calibration Test Report found in: BIOMED/Phase 3A/Procurement Documents/PACU/Thermometers/Factory Calibration Test Report/Batch 1
1058579 | Thermometers, Electronic, Infrared, Ear | Thermometers | Thermometers, Electronic, Infrared, Ear | Active | MSH | MSH | 7 | PACU | PACU | Cardinal Health Canada Inc | Genius 3 | N18763837 | 2021-02-09 |  | 2024-02-09 | PO can be found in: BIOMED/Phase 3A/Procurement Documents/PACU/Thermometers Factory Calibration Test Report found in: BIOMED/Phase 3A/Procurement Documents/PACU/Thermometers/Factory Calibration Test Report/Batch 1
1058581 | Thermometers, Electronic, Infrared, Ear | Thermometers | Thermometers, Electronic, Infrared, Ear | Active | MSH | MSH | 7 | PACU | PACU | Cardinal Health Canada Inc | Genius 3 | N18763874 | 2021-02-09 |  | 2024-02-09 | PO can be found in: BIOMED/Phase 3A/Procurement Documents/PACU/Thermometers Factory Calibration Test Report found in: BIOMED/Phase 3A/Procurement Documents/PACU/Thermometers/Factory Calibration Test Report/Batch 1
1058582 | Thermometers, Electronic, Infrared, Ear | Thermometers | Thermometers, Electronic, Infrared, Ear | Active | MSH | MSH | 7 | PACU | PACU | Cardinal Health Canada Inc | Genius 3 | N18764033 | 2021-02-09 |  | 2024-02-09 | PO can be found in: BIOMED/Phase 3A/Procurement Documents/PACU/Thermometers Factory Calibration Test Report found in: BIOMED/Phase 3A/Procurement Documents/PACU/Thermometers/Factory Calibration Test Report/Batch 1
1058583 | Thermometers, Electronic, Infrared, Ear | Thermometers | Thermometers, Electronic, Infrared, Ear | Active | MSH | MSH | 7 | PACU | PACU | Cardinal Health Canada Inc | Genius 3 | N18783012 | 2021-02-09 |  | 2024-02-09 | PO can be found in: BIOMED/Phase 3A/Procurement Documents/PACU/Thermometers Factory Calibration Test Report found in: BIOMED/Phase 3A/Procurement Documents/PACU/Thermometers/Factory Calibration Test Report/Batch 1
1058584 | Thermometers, Electronic, Infrared, Ear | Thermometers | Thermometers, Electronic, Infrared, Ear | Active | MSH | MSH | 7 | PACU | PACU | Cardinal Health Canada Inc | Genius 3 | N18783103 | 2021-02-09 |  | 2024-02-09 | PO can be found in: BIOMED/Phase 3A/Procurement Documents/PACU/Thermometers Factory Calibration Test Report found in: BIOMED/Phase 3A/Procurement Documents/PACU/Thermometers/Factory Calibration Test Report/Batch 1
1058585 | Thermometers, Electronic, Infrared, Ear | Thermometers | Thermometers, Electronic, Infrared, Ear | Active | MSH | MSH | 7 | PACU | PACU | Cardinal Health Canada Inc | Genius 3 | N18783248 | 2021-02-09 |  | 2024-02-09 | PO can be found in: BIOMED/Phase 3A/Procurement Documents/PACU/Thermometers Factory Calibration Test Report found in: BIOMED/Phase 3A/Procurement Documents/PACU/Thermometers/Factory Calibration Test Report/Batch 1
1058586 | Thermometers, Electronic, Infrared, Ear | Thermometers | Thermometers, Electronic, Infrared, Ear | Active | MSH | MSH | 7 | PACU | PACU | Cardinal Health Canada Inc | Genius 3 | N18783464 | 2021-02-09 |  | 2024-02-09 | PO can be found in: BIOMED/Phase 3A/Procurement Documents/PACU/Thermometers Factory Calibration Test Report found in: BIOMED/Phase 3A/Procurement Documents/PACU/Thermometers/Factory Calibration Test Report/Batch 1
1058587 | Thermometers, Electronic, Infrared, Ear | Thermometers | Thermometers, Electronic, Infrared, Ear | Active | MSH | MSH | 7 | PACU | PACU | Cardinal Health Canada Inc | Genius 3 | N18783500 | 2021-02-09 |  | 2024-02-09 | PO can be found in: BIOMED/Phase 3A/Procurement Documents/PACU/Thermometers Factory Calibration Test Report found in: BIOMED/Phase 3A/Procurement Documents/PACU/Thermometers/Factory Calibration Test Report/Batch 1
1058588 | Thermometers, Electronic, Infrared, Ear | Thermometers | Thermometers, Electronic, Infrared, Ear | Active | MSH | MSH | 7 | PACU | PACU | Cardinal Health Canada Inc | Genius 3 | N18783537 | 2021-02-09 |  | 2024-02-09 | PO can be found in: BIOMED/Phase 3A/Procurement Documents/PACU/Thermometers Factory Calibration Test Report found in: BIOMED/Phase 3A/Procurement Documents/PACU/Thermometers/Factory Calibration Test Report/Batch 1
1058589 | Physiologic Monitor Modules, Invasive Blood Pressure | Physiologic Monitor Modules | Physiologic Monitor Modules, Invasive Blood Pressure | Active | MSH | MSH | 7 | Resp Therapy (Anesthesia) | OR | Philips Healthcare | 862277 | DE6250A3L5 | 2021-02-10 | 721 | 2022-02-10
1058590 | Physiologic Monitor Modules, Invasive Blood Pressure | Physiologic Monitor Modules | Physiologic Monitor Modules, Invasive Blood Pressure | Active | MSH | MSH | 7 | Resp Therapy (Anesthesia) | OR | Philips Healthcare | 862277 | DE6250A3L7 | 2021-02-10 | 721 | 2022-02-10
1058592 | Physiologic Monitor Modules, Invasive Blood Pressure | Physiologic Monitor Modules | Physiologic Monitor Modules, Invasive Blood Pressure | Active | MSH | MSH | 7 | Resp Therapy (Anesthesia) | OR | Philips Healthcare | 862277 | DE6250A3L6 | 2021-02-10 | 721 | 2022-02-10
1058593 | Physiologic Monitor Modules, Invasive Blood Pressure | Physiologic Monitor Modules | Physiologic Monitor Modules, Invasive Blood Pressure | Active | MSH | MSH | 7 | Resp Therapy (Anesthesia) | OR | Philips Healthcare | 862277 | DE6250A3KU | 2021-02-10 | 721 | 2022-02-10
1058595 | Thermometers, Electronic, Thermistor/Thermocouple, Patient | Thermometers | Thermometers, Electronic, Thermistor/Thermocouple, Patient | Active | MSH | MSH | 17U | NICU | NICU | Cardinal Health Canada Inc | Filac 3000 AD | A1957356X | 2019-02-10 | 249 | 2022-02-10 | THERMOMETER - 3 YEARS WARRANTY, AND PROBE- 1 YEAR WARRANTY
1058596 | Sphygmomanometers, Aneroid | Sphygmomanometers | Sphygmomanometers, Aneroid | Active | MSH | MSH | 7 | PACU | PACU | Welch Allyn | 7670-03 | 200903110075 | 2021-02-10 |  |  | PO found in: BIOMED/Phase 3A/Procurement Documents/PACU/Sphygnomanometer/PO
1058597 | Sphygmomanometers, Aneroid | Sphygmomanometers | Sphygmomanometers, Aneroid | Active | MSH | MSH | 7 | PACU | PACU | Welch Allyn | 7670-03 | 200821104135 | 2021-02-10 |  |  | PO found in: BIOMED/Phase 3A/Procurement Documents/PACU/Sphygnomanometer/PO
1058598 | Smoke Evacuation Systems, Surgical | Smoke Evacuation Systems | Smoke Evacuation Systems, Surgical | Active | MSH | MSH | 7 | SURGICAL SUITE (COMBINED WITH CYSTO) | OR 15 | KLS Martin | marVAC LAP | MR402L0300161191 | 2021-02-10 |  | 2018-02-07 | Unit is on consignment ( at no cost, cost is covered by consumables purchases).
1058606 | Waste-Disposal Units | Waste-Disposal Units | Waste-Disposal Units | Active | MSH | MSH | 7 | SURGICAL SUITE (COMBINED WITH CYSTO) | 7th Floor | STRYKER CORP | Neptune 3 Rover | 2031631193 | 2021-02-11 |  | 2023-02-11 | Unit is serviced by vendor
1058607 | Monitors, Physiologic, Multipurpose, Bedside | Monitors, Physiologic | Monitors, Physiologic, Multipurpose, Bedside | Active | MSH | MSH | 7 | PACU | PACU | Philips Healthcare | 865240 - MX800 | DE703A2324 | 2021-02-11 | 10345 | 2022-02-11 | Revision N PO found in: BIOMED/Phase 3A/Procurement documents/PACU
1058608 | Monitors, Physiologic, Multipurpose, Bedside | Monitors, Physiologic | Monitors, Physiologic, Multipurpose, Bedside | Active | MSH | MSH | 7 | PACU | PACU | Philips Healthcare | 865240 - MX800 | DE703A2326 | 2021-02-11 | 10345 | 2022-02-11 | Revision N PO found in: BIOMED/Phase 3A/Procurement documents/PACU
1058609 | Monitors, Physiologic, Multipurpose, Bedside | Monitors, Physiologic | Monitors, Physiologic, Multipurpose, Bedside | Active | MSH | MSH | 7 | PACU | PACU | Philips Healthcare | 865240 - MX800 | DE703A2327 | 2021-02-11 | 10345 | 2022-02-11 | Revision N PO found in: BIOMED/Phase 3A/Procurement documents/PACU
1058610 | Waterless Milk Warmer | WARMERS | WARMERS, SOLUTION | Active | MSH | MSH | 17U | NICU | NICU | MEDELA INC | 87115 | 1452994 | 2021-02-11 |  | 2026-02-11
1058611 | Monitors, Physiologic, Multipurpose, Bedside | Monitors, Physiologic | Monitors, Physiologic, Multipurpose, Bedside | Active | MSH | MSH | 7 | PACU | PACU | Philips Healthcare | 865240 - MX800 | DE703A2328 | 2021-02-11 | 10345 | 2022-02-11 | Revision N PO found in: BIOMED/Phase 3A/Procurement documents/PACU
1058612 | Monitors, Physiologic, Multipurpose, Bedside | Monitors, Physiologic | Monitors, Physiologic, Multipurpose, Bedside | Active | MSH | MSH | 7 | PACU | PACU | Philips Healthcare | 865240 - MX800 | DE703A2329 | 2021-02-11 | 10345 | 2022-02-11 | Revision N PO found in: BIOMED/Phase 3A/Procurement documents/PACU
1058613 | Monitors, Physiologic, Multipurpose, Bedside | Monitors, Physiologic | Monitors, Physiologic, Multipurpose, Bedside | Active | MSH | MSH | 7 | PACU | PACU | Philips Healthcare | 865240 - MX800 | DE703A2330 | 2021-02-11 | 10345 | 2022-02-11 | Revision N PO found in: BIOMED/Phase 3A/Procurement documents/PACU
1058614 | Monitors, Physiologic, Multipurpose, Bedside | Monitors, Physiologic | Monitors, Physiologic, Multipurpose, Bedside | Active | MSH | MSH | 7 | PACU | PACU | Philips Healthcare | 865240 - MX800 | DE703A2332 | 2021-02-11 | 10345 | 2022-02-11 | Revision N PO found in: BIOMED/Phase 3A/Procurement documents/PACU
1058615 | Monitors, Physiologic, Multipurpose, Bedside | Monitors, Physiologic | Monitors, Physiologic, Multipurpose, Bedside | Active | MSH | MSH | 7 | PACU | PACU | Philips Healthcare | 865240 - MX800 | DE703A2336 | 2021-02-11 | 10345 | 2022-02-11 | Revision N PO found in: BIOMED/Phase 3A/Procurement documents/PACU
1058616 | Waterless Milk Warmer | WARMERS | WARMERS, SOLUTION | Active | MSH | MSH | 17U | NICU | NICU | MEDELA INC | 87115 | 1876042 | 2021-02-11 |  | 2026-02-11
1058617 | Monitors, Physiologic, Multipurpose, Bedside | Monitors, Physiologic | Monitors, Physiologic, Multipurpose, Bedside | Active | MSH | MSH | 7 | PACU | PACU | Philips Healthcare | 865240 - MX800 | DE703A2337 | 2021-02-11 | 10345 | 2022-02-11 | Revision N PO found in: BIOMED/Phase 3A/Procurement documents/PACU
1058618 | Monitors, Physiologic, Multipurpose, Bedside | Monitors, Physiologic | Monitors, Physiologic, Multipurpose, Bedside | Active | MSH | MSH | 7 | PACU | PACU | Philips Healthcare | 865240 - MX800 | DE703A2340 | 2021-02-11 | 10345 | 2022-02-11 | Revision N PO found in: BIOMED/Phase 3A/Procurement documents/PACU
1058619 | Monitors, Physiologic, Multipurpose, Bedside | Monitors, Physiologic | Monitors, Physiologic, Multipurpose, Bedside | Active | MSH | MSH | 7 | PACU | PACU | Philips Healthcare | 865240 - MX800 | DE703A2341 | 2021-02-11 | 10345 | 2022-02-11 | Revision N PO found in: BIOMED/Phase 3A/Procurement documents/PACU
1058620 | Monitors, Physiologic, Multipurpose, Bedside | Monitors, Physiologic | Monitors, Physiologic, Multipurpose, Bedside | Active | MSH | MSH | 7 | PACU | PACU | Philips Healthcare | 865240 - MX800 | DE703A2342 | 2021-02-11 | 10345 | 2022-02-11 | Revision N PO found in: BIOMED/Phase 3A/Procurement documents/PACU
1058621 | Monitors, Physiologic, Multipurpose, Bedside | Monitors, Physiologic | Monitors, Physiologic, Multipurpose, Bedside | Active | MSH | MSH | 7 | PACU | PACU | Philips Healthcare | 865240 - MX800 | DE703A2353 | 2021-02-11 | 10345 | 2022-02-11 | Revision N PO found in: BIOMED/Phase 3A/Procurement documents/PACU
1058622 | Waterless Milk Warmer | WARMERS | WARMERS, SOLUTION | Active | MSH | MSH | 17U | NICU | NICU | MEDELA INC | 87115 | 1890756 | 2021-02-11 |  | 2027-11-27
1058623 | Monitors, Physiologic, Multipurpose, Bedside | Monitors, Physiologic | Monitors, Physiologic, Multipurpose, Bedside | Active | MSH | MSH | 7 | PACU | PACU | Philips Healthcare | 865240 - MX800 | DE703A2357 | 2021-02-11 | 10345 | 2022-02-11 | Revision N PO found in: BIOMED/Phase 3A/Procurement documents/PACU
1058624 | Monitors, Physiologic, Multipurpose, Bedside | Monitors, Physiologic | Monitors, Physiologic, Multipurpose, Bedside | Active | MSH | MSH | 7 | PACU | PACU | Philips Healthcare | 865240 - MX800 | DE703A2358 | 2021-02-11 | 10345 | 2022-02-11 | Revision N PO found in: BIOMED/Phase 3A/Procurement documents/PACU
1058625 | Waterless Milk Warmer | WARMERS | WARMERS, SOLUTION | Active | MSH | MSH | 17U | NICU | NICU | MEDELA INC | 87115 | 1453242 | 2021-02-11 |  | 2026-02-11
1058626 | Monitors, Physiologic, Multipurpose, Bedside | Monitors, Physiologic | Monitors, Physiologic, Multipurpose, Bedside | Active | MSH | MSH | 7 | PACU | PACU | Philips Healthcare | 865240 - MX800 | DE703A2372 | 2021-02-11 | 10345 | 2022-02-11 | Revision N PO found in: BIOMED/Phase 3A/Procurement documents/PACU
1058627 | Monitors, Physiologic, Multipurpose, Bedside | Monitors, Physiologic | Monitors, Physiologic, Multipurpose, Bedside | Active | MSH | MSH | 7 | PACU | PACU | Philips Healthcare | 865240 - MX800 | DE703A2394 | 2021-02-11 | 10345 | 2022-02-11 | Revision N PO found in: BIOMED/Phase 3A/Procurement documents/PACU
1058628 | Waterless Milk Warmer | WARMERS | WARMERS, SOLUTION | Active | MSH | MSH | 17U | NICU | NICU | MEDELA INC | 87115 | 1453243 | 2021-02-11 |  | 2026-02-11
1058629 | Monitors, Physiologic, Multipurpose, Bedside | Monitors, Physiologic | Monitors, Physiologic, Multipurpose, Bedside | Active | MSH | MSH | 7 | PACU | PACU | Philips Healthcare | 865240 - MX800 | DE703A2400 | 2021-02-11 | 10345 | 2022-02-11 | Revision N PO found in: BIOMED/Phase 3A/Procurement documents/PACU
1058630 | Monitors, Physiologic, Multipurpose, Bedside | Monitors, Physiologic | Monitors, Physiologic, Multipurpose, Bedside | Active | MSH | MSH | 7 | PACU | PACU | Philips Healthcare | 865240 - MX800 | DE703A2401 | 2021-02-11 | 10345 | 2022-02-11 | Revision N PO found in: BIOMED/Phase 3A/Procurement documents/PACU
1058631 | Monitors, Physiologic, Multipurpose, Bedside | Monitors, Physiologic | Monitors, Physiologic, Multipurpose, Bedside | Active | MSH | MSH | 7 | PACU | PACU | Philips Healthcare | 865240 - MX800 | DE703A2405 | 2021-02-11 | 10345 | 2022-02-11 | Revision N PO found in: BIOMED/Phase 3A/Procurement documents/PACU
1058632 | Monitors, Physiologic, Multipurpose, Bedside | Monitors, Physiologic | Monitors, Physiologic, Multipurpose, Bedside | Active | MSH | MSH | 7 | PACU | PACU | Philips Healthcare | 865240 - MX800 | DE703A2406 | 2021-02-11 | 10345 | 2022-02-11 | Revision N PO found in: BIOMED/Phase 3A/Procurement documents/PACU
1058633 | Monitors, Physiologic, Multipurpose, Bedside | Monitors, Physiologic | Monitors, Physiologic, Multipurpose, Bedside | Active | MSH | MSH | 7 | PACU | PACU | Philips Healthcare | 865240 - MX800 | DE703A2412 | 2021-02-11 | 10345 | 2022-02-11 | Revision N PO found in: BIOMED/Phase 3A/Procurement documents/PACU
1058634 | Monitors, Physiologic, Multipurpose, Bedside | Monitors, Physiologic | Monitors, Physiologic, Multipurpose, Bedside | Active | MSH | MSH | 7 | PACU | PACU | Philips Healthcare | 865240 - MX800 | DE703A2421 | 2021-02-11 | 10345 | 2022-02-11 | Revision N PO found in: BIOMED/Phase 3A/Procurement documents/PACU
1058635 | Monitors, Physiologic, Multipurpose, Bedside | Monitors, Physiologic | Monitors, Physiologic, Multipurpose, Bedside | Active | MSH | MSH | 7 | PACU | PACU | Philips Healthcare | 865240 - MX800 | DE703A2425 | 2021-02-11 | 10345 | 2022-02-11 | Revision N PO found in: BIOMED/Phase 3A/Procurement documents/PACU
1058636 | Monitors, Physiologic, Multipurpose, Bedside | Monitors, Physiologic | Monitors, Physiologic, Multipurpose, Bedside | Active | MSH | MSH | 7 | PACU | PACU | Philips Healthcare | 865240 - MX800 | DE703A2428 | 2021-02-11 | 10345 | 2022-02-11 | Revision N PO found in: BIOMED/Phase 3A/Procurement documents/PACU
1058637 | Monitors, Physiologic, Multipurpose, Bedside | Monitors, Physiologic | Monitors, Physiologic, Multipurpose, Bedside | Active | MSH | MSH | 7 | PACU | PACU | Philips Healthcare | 865240 - MX800 | DE703A2432 | 2021-02-11 | 10345 | 2022-02-11 | Revision N PO found in: BIOMED/Phase 3A/Procurement documents/PACU
1058638 | Monitors, Physiologic, Multipurpose, Bedside | Monitors, Physiologic | Monitors, Physiologic, Multipurpose, Bedside | Active | MSH | MSH | 7 | PACU | PACU | Philips Healthcare | 865240 - MX800 | DE703A2433 | 2021-02-11 | 10345 | 2022-02-11 | Revision N PO found in: BIOMED/Phase 3A/Procurement documents/PACU
1058639 | Monitors, Physiologic, Multipurpose, Bedside | Monitors, Physiologic | Monitors, Physiologic, Multipurpose, Bedside | Active | MSH | MSH | 7 | PACU | PACU | Philips Healthcare | 865240 - MX800 | DE703A2443 | 2021-02-11 | 10345 | 2022-02-11 | Revision N PO found in: BIOMED/Phase 3A/Procurement documents/PACU
1058640 | Monitors, Physiologic, Multipurpose, Bedside | Monitors, Physiologic | Monitors, Physiologic, Multipurpose, Bedside | Active | MSH | MSH | 7 | PACU | PACU | Philips Healthcare | 865240 - MX800 | DE703A2451 | 2021-02-11 | 10345 | 2022-02-11 | Revision N PO found in: BIOMED/Phase 3A/Procurement documents/PACU
1058641 | Monitors, Physiologic, Multipurpose, Bedside | Monitors, Physiologic | Monitors, Physiologic, Multipurpose, Bedside | Active | MSH | MSH | 7 | PACU | PACU | Philips Healthcare | 865240 - MX800 | DE703A2465 | 2021-02-11 | 10345 | 2022-02-11 | Revision N PO found in: BIOMED/Phase 3A/Procurement documents/PACU
1058651 | Sphygmomanometers, Aneroid | Sphygmomanometers | Sphygmomanometers, Aneroid | Active | MSH | MSH | 3 | Emergency | Emergency | Welch Allyn | 7670-01 | 130701145136 | 2018-03-08 |  |  | Unit sent down from ER with problem and no asset label. Made this asset at that time.
1058652 | Sphygmomanometers, Aneroid | Sphygmomanometers | Sphygmomanometers, Aneroid | Active | MSH | MSH | 17M | Emergency | ED Annex | Welch Allyn | 7670-01 | 100802103233 | 2018-03-08 |  |  | Unit sent down from ER with problem and no asset label. Made this asset at that time.
1058945 | WARMERS, SOLUTION | WARMERS | WARMERS, SOLUTION | Active | MSH | MSH | 7 | SURGICAL SUITE (COMBINED WITH CYSTO) | 7th Floor | Enthermics Medical Systems | IVNOW-1 | 2855148-000 | 2021-01-19
1058946 | WARMERS, SOLUTION | WARMERS | WARMERS, SOLUTION | Active | MSH | MSH | 7 | SURGICAL SUITE (COMBINED WITH CYSTO) | 7th Floor | Enthermics Medical Systems | IVNOW-1 | 2855153 | 2021-01-19
1058947 | WARMERS, SOLUTION | WARMERS | WARMERS, SOLUTION | Active | MSH | MSH | 7 | SURGICAL SUITE (COMBINED WITH CYSTO) | 7th Floor | Enthermics Medical Systems | IVNOW-1 | 2855156 | 2021-01-19
1058948 | WARMERS, SOLUTION | WARMERS | WARMERS, SOLUTION | Active | MSH | MSH | 7 | SURGICAL SUITE (COMBINED WITH CYSTO) | 7th Floor | Enthermics Medical Systems | IVNOW-1 | 2855142-000 | 2021-01-19
1058949 | WARMERS, SOLUTION | WARMERS | WARMERS, SOLUTION | Active | MSH | MSH | 7 | SURGICAL SUITE (COMBINED WITH CYSTO) | 7th Floor | Enthermics Medical Systems | IVNOW-1 | 2844748-000 | 2021-01-19
1058950 | WARMERS, SOLUTION | WARMERS | WARMERS, SOLUTION | Active | MSH | MSH | 7 | SURGICAL SUITE (COMBINED WITH CYSTO) | 7th Floor | Enthermics Medical Systems | IVNOW-1 | 2855147-000 | 2021-01-19
1058951 | WARMERS, SOLUTION | WARMERS | WARMERS, SOLUTION | Active | MSH | MSH | 7 | SURGICAL SUITE (COMBINED WITH CYSTO) | 7th Floor | Enthermics Medical Systems | IVNOW-1 | 2859796-000 | 2021-01-19
1058952 | WARMERS, SOLUTION | WARMERS | WARMERS, SOLUTION | Active | MSH | MSH | 7 | SURGICAL SUITE (COMBINED WITH CYSTO) | 7th Floor | Enthermics Medical Systems | IVNOW-1 | 2855136-000 | 2021-01-19
1058953 | WARMERS, SOLUTION | WARMERS | WARMERS, SOLUTION | Active | MSH | MSH | 7 | SURGICAL SUITE (COMBINED WITH CYSTO) | 7th Floor | Enthermics Medical Systems | IVNOW-1 | 2855161-000 | 2021-01-19
1058954 | WARMERS, SOLUTION | WARMERS | WARMERS, SOLUTION | Active | MSH | MSH | 7 | SURGICAL SUITE (COMBINED WITH CYSTO) | 7th Floor | Enthermics Medical Systems | IVNOW-1 | 2859795-000 | 2021-01-19
1058955 | WARMERS, SOLUTION | WARMERS | WARMERS, SOLUTION | Active | MSH | MSH | 7 | SURGICAL SUITE (COMBINED WITH CYSTO) | 7th Floor | Enthermics Medical Systems | IVNOW-1 | 2859803-000 | 2021-01-19
1058956 | WARMERS, SOLUTION | WARMERS | WARMERS, SOLUTION | Active | MSH | MSH | 7 | SURGICAL SUITE (COMBINED WITH CYSTO) | 7th Floor | Enthermics Medical Systems | IVNOW-1 | 2859804-000 | 2021-01-19
1058957 | WARMERS, SOLUTION | WARMERS | WARMERS, SOLUTION | Active | MSH | MSH | 7 | SURGICAL SUITE (COMBINED WITH CYSTO) | 7th Floor | Enthermics Medical Systems | IVNOW-1 | 2855154-000 | 2021-01-19
1058958 | WARMERS, SOLUTION | WARMERS | WARMERS, SOLUTION | Active | MSH | MSH | 7 | SURGICAL SUITE (COMBINED WITH CYSTO) | 7th Floor | Enthermics Medical Systems | IVNOW-1 | 2844754-000 | 2021-01-19
1058959 | WARMERS, SOLUTION | WARMERS | WARMERS, SOLUTION | Active | MSH | MSH | 7 | SURGICAL SUITE (COMBINED WITH CYSTO) | 7th Floor | Enthermics Medical Systems | IVNOW-1 | 2843735-000 | 2021-01-19
1058960 | WARMERS, SOLUTION | WARMERS | WARMERS, SOLUTION | Active | MSH | MSH | 7 | SURGICAL SUITE (COMBINED WITH CYSTO) | 7th Floor | Enthermics Medical Systems | IVNOW-1 | 2855146-000 | 2021-01-19
1058961 | WARMERS, SOLUTION | WARMERS | WARMERS, SOLUTION | Active | MSH | MSH | 7 | SURGICAL SUITE (COMBINED WITH CYSTO) | 7th Floor | Enthermics Medical Systems | IVNOW-1 | 2855141-000 | 2021-01-19
1058962 | WARMERS, SOLUTION | WARMERS | WARMERS, SOLUTION | Active | MSH | MSH | 7 | SURGICAL SUITE (COMBINED WITH CYSTO) | 7th Floor | Enthermics Medical Systems | IVNOW-1 | 2855139-000 | 2021-01-19
1058963 | WARMERS, SOLUTION | WARMERS | WARMERS, SOLUTION | Active | MSH | MSH | 7 | SURGICAL SUITE (COMBINED WITH CYSTO) | 7th Floor | Enthermics Medical Systems | IVNOW-1 | 2843736-000 | 2021-01-19
1058964 | WARMERS, SOLUTION | WARMERS | WARMERS, SOLUTION | Active | MSH | MSH | 7 | SURGICAL SUITE (COMBINED WITH CYSTO) | 7th Floor | Enthermics Medical Systems | IVNOW-1 | 2843734-000 | 2021-01-19
1058965 | WARMERS, SOLUTION | WARMERS | WARMERS, SOLUTION | Active | MSH | MSH | 7 | SURGICAL SUITE (COMBINED WITH CYSTO) | 7th Floor | Enthermics Medical Systems | IVNOW-1 | 2855155-000 | 2021-01-19
1058966 | WARMERS, SOLUTION | WARMERS | WARMERS, SOLUTION | Active | MSH | MSH | 7 | SURGICAL SUITE (COMBINED WITH CYSTO) | 7th Floor | Enthermics Medical Systems | IVNOW-1 | 2855157-000 | 2021-01-19
1058967 | WARMERS, SOLUTION | WARMERS | WARMERS, SOLUTION | Active | MSH | MSH | 7 | SURGICAL SUITE (COMBINED WITH CYSTO) | 7th Floor | Enthermics Medical Systems | IVNOW-1 | 2859805-000 | 2021-01-19
1058968 | WARMERS, SOLUTION | WARMERS | WARMERS, SOLUTION | Active | MSH | MSH | 7 | SURGICAL SUITE (COMBINED WITH CYSTO) | 7th Floor | Enthermics Medical Systems | IVNOW-1 | 2859808-000 | 2021-01-19
1058969 | WARMERS, SOLUTION | WARMERS | WARMERS, SOLUTION | Active | MSH | MSH | 7 | SURGICAL SUITE (COMBINED WITH CYSTO) | 7th Floor | Enthermics Medical Systems | IVNOW-1 | 2859801-000 | 2021-01-19
1058970 | WARMERS, SOLUTION | WARMERS | WARMERS, SOLUTION | Active | MSH | MSH | 7 | SURGICAL SUITE (COMBINED WITH CYSTO) | 7th Floor | Enthermics Medical Systems | IVNOW-1 | 2859802-000 | 2021-01-19
1058972 | WARMERS, SOLUTION | WARMERS | WARMERS, SOLUTION | Active | MSH | MSH | 7 | SURGICAL SUITE (COMBINED WITH CYSTO) | 7th Floor | Enthermics Medical Systems | IVNOW-1 | 2859799-000 | 2021-01-19
1058974 | WARMERS, SOLUTION | WARMERS | WARMERS, SOLUTION | Active | MSH | MSH | 7 | SURGICAL SUITE (COMBINED WITH CYSTO) | 7th Floor | Enthermics Medical Systems | IVNOW-1 | 2859800-000 | 2021-01-19
1058983 | WARMERS, SOLUTION | WARMERS | WARMERS, SOLUTION | Active | MSH | MSH | 7 | SURGICAL SUITE (COMBINED WITH CYSTO) | 7th Floor | Enthermics Medical Systems | IVNOW-1 | 2855152-000 | 2021-01-19
1058985 | WARMERS, SOLUTION | WARMERS | WARMERS, SOLUTION | Active | MSH | MSH | 7 | SURGICAL SUITE (COMBINED WITH CYSTO) | 7th Floor | Enthermics Medical Systems | IVNOW-1 | 2855144-000 | 2021-01-19
1058986 | WARMERS, SOLUTION | WARMERS | WARMERS, SOLUTION | Active | MSH | MSH | 7 | SURGICAL SUITE (COMBINED WITH CYSTO) | 7th Floor | Enthermics Medical Systems | IVNOW-1 | 2855159-000 | 2021-01-19
1058987 | WARMERS, SOLUTION | WARMERS | WARMERS, SOLUTION | Active | MSH | MSH | 7 | SURGICAL SUITE (COMBINED WITH CYSTO) | 7th Floor | Enthermics Medical Systems | IVNOW-1 | 2855160-000 | 2021-01-19
1058988 | WARMERS, SOLUTION | WARMERS | WARMERS, SOLUTION | Active | MSH | MSH | 7 | SURGICAL SUITE (COMBINED WITH CYSTO) | 7th Floor | Enthermics Medical Systems | IVNOW-1 | 2855158-000 | 2021-01-19
1058989 | WARMERS, SOLUTION | WARMERS | WARMERS, SOLUTION | Active | MSH | MSH | 7 | SURGICAL SUITE (COMBINED WITH CYSTO) | 7th Floor | Enthermics Medical Systems | IVNOW-1 | 2855150-000 | 2021-01-19
1058990 | WARMERS, SOLUTION | WARMERS | WARMERS, SOLUTION | Active | MSH | MSH | 7 | SURGICAL SUITE (COMBINED WITH CYSTO) | 7th Floor | Enthermics Medical Systems | IVNOW-1 | 2885149 | 2021-01-19
1058991 | WARMERS, SOLUTION | WARMERS | WARMERS, SOLUTION | Active | MSH | MSH | 7 | SURGICAL SUITE (COMBINED WITH CYSTO) | 7th Floor | Enthermics Medical Systems | IVNOW-1 | 2855143-000 | 2021-01-19
1058993 | WARMERS, SOLUTION | WARMERS | WARMERS, SOLUTION | Active | MSH | MSH | 7 | SURGICAL SUITE (COMBINED WITH CYSTO) | 7th Floor | Enthermics Medical Systems | IVNOW-1 | 2844758-000 | 2021-01-19
1058994 | WARMERS, SOLUTION | WARMERS | WARMERS, SOLUTION | Active | MSH | MSH | 7 | SURGICAL SUITE (COMBINED WITH CYSTO) | 7th Floor | Enthermics Medical Systems | IVNOW-1 | 2855145-000 | 2021-01-19
1058995 | WARMERS, SOLUTION | WARMERS | WARMERS, SOLUTION | Active | MSH | MSH | 7 | SURGICAL SUITE (COMBINED WITH CYSTO) | 7th Floor | Enthermics Medical Systems | IVNOW-1 | 2844750-000 | 2021-01-19
1058996 | WARMERS, SOLUTION | WARMERS | WARMERS, SOLUTION | Active | MSH | MSH | 7 | SURGICAL SUITE (COMBINED WITH CYSTO) | 7th Floor | Enthermics Medical Systems | IVNOW-1 | 2844751-000 | 2021-01-19
1058997 | WARMERS, SOLUTION | WARMERS | WARMERS, SOLUTION | Active | MSH | MSH | 7 | SURGICAL SUITE (COMBINED WITH CYSTO) | 7th Floor | Enthermics Medical Systems | IVNOW-1 | 2859797-000 | 2021-01-19
1058998 | WARMERS, SOLUTION | WARMERS | WARMERS, SOLUTION | Active | MSH | MSH | 7 | SURGICAL SUITE (COMBINED WITH CYSTO) | 7th Floor | Enthermics Medical Systems | IVNOW-1 | 2859793-000 | 2021-01-19
1058999 | WARMERS, SOLUTION | WARMERS | WARMERS, SOLUTION | Active | MSH | MSH | 7 | SURGICAL SUITE (COMBINED WITH CYSTO) | 7th Floor | Enthermics Medical Systems | IVNOW-1 | 2855134-000 | 2021-01-19
1059000 | WARMERS, SOLUTION | WARMERS | WARMERS, SOLUTION | Active | MSH | MSH | 7 | SURGICAL SUITE (COMBINED WITH CYSTO) | 7th Floor | Enthermics Medical Systems | IVNOW-1 | 2855140-000 | 2021-01-19
1059001 | WARMERS, SOLUTION | WARMERS | WARMERS, SOLUTION | Active | MSH | MSH | 7 | SURGICAL SUITE (COMBINED WITH CYSTO) | 7th Floor | Enthermics Medical Systems | IVNOW-1 | 2859798-000 | 2021-01-19
1059002 | WARMERS, SOLUTION | WARMERS | WARMERS, SOLUTION | Active | MSH | MSH | 7 | SURGICAL SUITE (COMBINED WITH CYSTO) | 7th Floor | Enthermics Medical Systems | IVNOW-1 | 2859794-000 | 2021-01-19
1059003 | WARMERS, SOLUTION | WARMERS | WARMERS, SOLUTION | Active | MSH | MSH | 7 | SURGICAL SUITE (COMBINED WITH CYSTO) | 7th Floor | Enthermics Medical Systems | IVNOW-1 | 2844766-000 | 2021-01-19
1059004 | WARMERS, SOLUTION | WARMERS | WARMERS, SOLUTION | Active | MSH | MSH | 7 | SURGICAL SUITE (COMBINED WITH CYSTO) | 7th Floor | Enthermics Medical Systems | IVNOW-1 | 2844755-000 | 2021-01-19
1059005 | WARMERS, SOLUTION | WARMERS | WARMERS, SOLUTION | Active | MSH | MSH | 7 | SURGICAL SUITE (COMBINED WITH CYSTO) | 7th Floor | Enthermics Medical Systems | IVNOW-1 | 2855138-000 | 2021-01-19
1059006 | WARMERS, SOLUTION | WARMERS | WARMERS, SOLUTION | Active | MSH | MSH | 7 | SURGICAL SUITE (COMBINED WITH CYSTO) | 7th Floor | Enthermics Medical Systems | IVNOW-1 | 2855135-000 | 2021-01-19
1059057 | COMPRESSION UNITS | COMPRESSION UNITS | COMPRESSION UNITS | Active | MSH | MSH | 3 | Biomedical Engineering | Emergency | STRYKER CORP | 100921-01 - LUCAS 3 | 3519G170 | 2021-02-23
1059058 | Monitors, Physiologic | Monitors, Physiologic | Monitors, Physiologic, Patient Transport | Active | MSH | MSH | 7 | PACU | PACU | Philips Healthcare | 867030 - X3 | DE694H1298 | 2021-02-24 |  | 2022-02-24 | Monitors, Physiologic, Patient Transport PO found in BIOMED/Phase 3A/Procurement Documentation/PACU
1059059 | Physiologic Monitor Modules, Exhaled Carbon Dioxide | Physiologic Monitor Modules | Physiologic Monitor Modules, Exhaled Carbon Dioxide | Active | MSH | MSH | 7 | PACU | PACU | Philips Healthcare | 867041 - Microstream Extension | DE69779032 | 2021-02-24 |  | 2022-02-24 | PO found in BIOMED/Phase 3A/Procurement Documentation/PACU
1059092 | Thermometers, Electronic, Thermistor/Thermocouple, Patient | Thermometers | Thermometers, Electronic, Thermistor/Thermocouple, Patient | Active | MSH | MSH | 16M | Mother & Baby | 16th MBU | Cardinal Health Canada Inc | Filac 3000 AD | A2064445X | 2021-02-24 | 297.05 | 2024-02-24 | Man. Date:01/2011
1059093 | Thermometers, Electronic, Thermistor/Thermocouple, Patient | Thermometers | Thermometers, Electronic, Thermistor/Thermocouple, Patient | Active | MSH | MSH | 16M | Mother & Baby | 16th MBU | Cardinal Health Canada Inc | Filac 3000 AD | A2064435X | 2021-02-24 | 297.05 | 2024-02-24 | Man. Date:01/2011
1059094 | Thermometers, Electronic, Thermistor/Thermocouple, Patient | Thermometers | Thermometers, Electronic, Thermistor/Thermocouple, Patient | Active | MSH | MSH | 15M | Nursing 15 Murray/Antenatal | Antenatal | Cardinal Health Canada Inc | Filac 3000 AD | A2064390X | 2021-02-24 | 297.05 | 2024-02-24 | Man. Date:01/2011
1059096 | Thermometers, Electronic, Thermistor/Thermocouple, Patient | Thermometers | Thermometers, Electronic, Thermistor/Thermocouple, Patient | Active | MSH | MSH | 17U | NICU | NICU | Cardinal Health Canada Inc | Filac 3000 AD | A2064424X | 2021-02-24 | 297.05 | 2024-02-24 | Man. Date:01/2011
1059097 | Thermometers, Electronic, Thermistor/Thermocouple, Patient | Thermometers | Thermometers, Electronic, Thermistor/Thermocouple, Patient | Active | MSH | MSH | 17M | Mother & Baby | 17th MBU | Cardinal Health Canada Inc | Filac 3000 AD | A2064468X | 2021-02-24 | 297.05 | 2024-02-24 | Man. Date:01/2011
1059098 | Thermometers, Electronic, Thermistor/Thermocouple, Patient | Thermometers | Thermometers, Electronic, Thermistor/Thermocouple, Patient | Active | MSH | MSH | 17M | Mother & Baby | 17th MBU | Cardinal Health Canada Inc | Filac 3000 AD | A2064395X | 2021-02-24 | 297.05 | 2024-02-24 | Man. Date:01/2011
1059099 | Thermometers, Electronic, Thermistor/Thermocouple, Patient | Thermometers | Thermometers, Electronic, Thermistor/Thermocouple, Patient | Active | MSH | MSH | 17U | NICU | NICU | Cardinal Health Canada Inc | Filac 3000 AD | A2064422X | 2021-02-24 | 297.05 | 2024-02-24 | Man. Date:01/2011
1059100 | Thermometers, Electronic, Thermistor/Thermocouple, Patient | Thermometers | Thermometers, Electronic, Thermistor/Thermocouple, Patient | Active | MSH | MSH | 17M | Mother & Baby | 17th MBU | Cardinal Health Canada Inc | Filac 3000 AD | A2064409X | 2021-02-24 | 297.05 | 2024-02-24 | Man. Date:01/2011
1059101 | Thermometers, Electronic, Thermistor/Thermocouple, Patient | Thermometers | Thermometers, Electronic, Thermistor/Thermocouple, Patient | Active | MSH | MSH | 17M | Mother & Baby | 17th MBU | Cardinal Health Canada Inc | Filac 3000 AD | A2064394X | 2021-02-24 | 297.05 | 2024-02-24 | Man. Date:01/2011
1059102 | COMPRESSION UNITS | COMPRESSION UNITS | COMPRESSION UNITS | Active | MSH | MSH | 1 | Biomedical Engineering | 1st Floor | STRYKER CORP | 100921-01 - LUCAS 3 | 3519E060 | 2021-02-23
1059114 | Printer/Graphic Recorders | Physiologic Monitor Modules | Printer/Graphic Recorders | Active | MSH | MSH | 7 | PACU | PACU | Philips Healthcare | 866336 - M1116C | US61135098 | 2021-02-25 |  | 2022-02-25
1059134 | Monitors, Physiologic | Monitors, Physiologic | Monitors, Physiologic, Patient Transport | Active | MSH | MSH | 7 | PACU | PACU | Philips Healthcare | 867030 - X3 | DE694H1300 | 2021-02-24 |  | 2022-02-24 | Monitors, Physiologic, Patient Transport PO found in BIOMED/Phase 3A/Procurement Documentation/PACU
1059135 | Monitors, Physiologic | Monitors, Physiologic | Monitors, Physiologic, Patient Transport | Active | MSH | MSH | 7 | PACU | PACU | Philips Healthcare | 867030 - X3 | DE694H1508 | 2021-02-24 |  | 2022-02-24 | Monitors, Physiologic, Patient Transport PO found in BIOMED/Phase 3A/Procurement Documentation/PACU
1059136 | Monitors, Physiologic | Monitors, Physiologic | Monitors, Physiologic, Patient Transport | Active | MSH | MSH | 7 | PACU | PACU | Philips Healthcare | 867030 - X3 | DE694H1510 | 2021-02-24 |  | 2022-02-24 | Monitors, Physiologic, Patient Transport PO found in BIOMED/Phase 3A/Procurement Documentation/PACU
1059137 | Monitors, Physiologic | Monitors, Physiologic | Monitors, Physiologic, Patient Transport | Active | MSH | MSH | 7 | PACU | PACU | Philips Healthcare | 867030 - X3 | DE694H1512 | 2021-02-24 |  | 2022-02-24 | Monitors, Physiologic, Patient Transport PO found in BIOMED/Phase 3A/Procurement Documentation/PACU
1059138 | Monitors, Physiologic | Monitors, Physiologic | Monitors, Physiologic, Patient Transport | Active | MSH | MSH | 7 | PACU | PACU | Philips Healthcare | 867030 - X3 | DE694H1513 | 2021-02-24 |  | 2022-02-24 | Monitors, Physiologic, Patient Transport PO found in BIOMED/Phase 3A/Procurement Documentation/PACU
1059139 | Monitors, Physiologic | Monitors, Physiologic | Monitors, Physiologic, Patient Transport | Active | MSH | MSH | 7 | PACU | PACU | Philips Healthcare | 867030 - X3 | DE694H1514 | 2021-02-24 |  | 2022-02-24 | Monitors, Physiologic, Patient Transport PO found in BIOMED/Phase 3A/Procurement Documentation/PACU
1059140 | Monitors, Physiologic | Monitors, Physiologic | Monitors, Physiologic, Patient Transport | Active | MSH | MSH | 7 | PACU | PACU | Philips Healthcare | 867030 - X3 | DE694H1515 | 2021-02-24 |  | 2022-02-24 | Monitors, Physiologic, Patient Transport PO found in BIOMED/Phase 3A/Procurement Documentation/PACU
1059141 | Monitors, Physiologic | Monitors, Physiologic | Monitors, Physiologic, Patient Transport | Active | MSH | MSH | 7 | PACU | PACU | Philips Healthcare | 867030 - X3 | DE694H1516 | 2021-02-24 |  | 2022-02-24 | Monitors, Physiologic, Patient Transport PO found in BIOMED/Phase 3A/Procurement Documentation/PACU
1059142 | Monitors, Physiologic | Monitors, Physiologic | Monitors, Physiologic, Patient Transport | Active | MSH | MSH | 7 | PACU | PACU | Philips Healthcare | 867030 - X3 | DE694H1517 | 2021-02-24 |  | 2022-02-24 | Monitors, Physiologic, Patient Transport PO found in BIOMED/Phase 3A/Procurement Documentation/PACU
1059143 | Monitors, Physiologic | Monitors, Physiologic | Monitors, Physiologic, Patient Transport | Active | MSH | MSH | 7 | PACU | PACU | Philips Healthcare | 867030 - X3 | DE694H1518 | 2021-02-24 |  | 2022-02-24 | Monitors, Physiologic, Patient Transport PO found in BIOMED/Phase 3A/Procurement Documentation/PACU
1059144 | Monitors, Physiologic | Monitors, Physiologic | Monitors, Physiologic, Patient Transport | Active | MSH | MSH | 7 | PACU | PACU | Philips Healthcare | 867030 - X3 | DE694H1519 | 2021-02-24 |  | 2022-02-24 | Monitors, Physiologic, Patient Transport PO found in BIOMED/Phase 3A/Procurement Documentation/PACU
1059145 | Monitors, Physiologic | Monitors, Physiologic | Monitors, Physiologic, Patient Transport | Active | MSH | MSH | 7 | PACU | PACU | Philips Healthcare | 867030 - X3 | DE694H1521 | 2021-02-24 |  | 2022-02-24 | Monitors, Physiologic, Patient Transport PO found in BIOMED/Phase 3A/Procurement Documentation/PACU
1059146 | Monitors, Physiologic | Monitors, Physiologic | Monitors, Physiologic, Patient Transport | Active | MSH | MSH | 7 | PACU | PACU | Philips Healthcare | 867030 - X3 | DE694H1524 | 2021-02-24 |  | 2022-02-24 | Monitors, Physiologic, Patient Transport PO found in BIOMED/Phase 3A/Procurement Documentation/PACU
1059147 | Monitors, Physiologic | Monitors, Physiologic | Monitors, Physiologic, Patient Transport | Active | MSH | MSH | 7 | PACU | PACU | Philips Healthcare | 867030 - X3 | DE694H1525 | 2021-02-24 |  | 2022-02-24 | Monitors, Physiologic, Patient Transport PO found in BIOMED/Phase 3A/Procurement Documentation/PACU
1059148 | Monitors, Physiologic | Monitors, Physiologic | Monitors, Physiologic, Patient Transport | Active | MSH | MSH | 7 | PACU | PACU | Philips Healthcare | 867030 - X3 | DE694H1526 | 2021-02-24 |  | 2022-02-24 | Monitors, Physiologic, Patient Transport PO found in BIOMED/Phase 3A/Procurement Documentation/PACU
1059149 | Monitors, Physiologic | Monitors, Physiologic | Monitors, Physiologic, Patient Transport | Active | MSH | MSH | 7 | PACU | PACU | Philips Healthcare | 867030 - X3 | DE694H1528 | 2021-02-24 |  | 2022-02-24 | Monitors, Physiologic, Patient Transport PO found in BIOMED/Phase 3A/Procurement Documentation/PACU
1059150 | Monitors, Physiologic | Monitors, Physiologic | Monitors, Physiologic, Patient Transport | Active | MSH | MSH | 7 | PACU | PACU | Philips Healthcare | 867030 - X3 | DE694H1529 | 2021-02-24 |  | 2022-02-24 | Monitors, Physiologic, Patient Transport PO found in BIOMED/Phase 3A/Procurement Documentation/PACU
1059151 | Monitors, Physiologic | Monitors, Physiologic | Monitors, Physiologic, Patient Transport | Active | MSH | MSH | 7 | PACU | PACU | Philips Healthcare | 867030 - X3 | DE694H1530 | 2021-02-24 |  | 2022-02-24 | Monitors, Physiologic, Patient Transport PO found in BIOMED/Phase 3A/Procurement Documentation/PACU
1059152 | Monitors, Physiologic | Monitors, Physiologic | Monitors, Physiologic, Patient Transport | Active | MSH | MSH | 7 | PACU | PACU | Philips Healthcare | 867030 - X3 | DE694H1531 | 2021-02-24 |  | 2022-02-24 | Monitors, Physiologic, Patient Transport PO found in BIOMED/Phase 3A/Procurement Documentation/PACU
1059153 | Monitors, Physiologic | Monitors, Physiologic | Monitors, Physiologic, Patient Transport | Active | MSH | MSH | 7 | PACU | PACU | Philips Healthcare | 867030 - X3 | DE694H1928 | 2021-02-24 |  | 2022-02-24 | Monitors, Physiologic, Patient Transport PO found in BIOMED/Phase 3A/Procurement Documentation/PACU
1059154 | Monitors, Physiologic | Monitors, Physiologic | Monitors, Physiologic, Patient Transport | Active | MSH | MSH | 7 | PACU | PACU | Philips Healthcare | 867030 - X3 | DE694H1929 | 2021-02-24 |  | 2022-02-24 | Monitors, Physiologic, Patient Transport PO found in BIOMED/Phase 3A/Procurement Documentation/PACU
1059155 | Monitors, Physiologic | Monitors, Physiologic | Monitors, Physiologic, Patient Transport | Active | MSH | MSH | 7 | PACU | PACU | Philips Healthcare | 867030 - X3 | DE694H1931 | 2021-02-24 |  | 2022-02-24 | Monitors, Physiologic, Patient Transport PO found in BIOMED/Phase 3A/Procurement Documentation/PACU
1059156 | Drills, Cervical | Drills | Drills, Cervical | Active | MSH | MSH | 7 | SURGICAL SUITE (COMBINED WITH CYSTO) | O.R | KARL STORZ ENDOSCOPY-AMERICA INC |  | VR4796 | 2021-02-25
1059158 | Monitors, Physiologic | Monitors, Physiologic | Monitors, Physiologic, Patient Transport | Active | MSH | MSH | 7 | PACU | PACU | Philips Healthcare | 867030 - X3 | DE694H1934 | 2021-02-24 |  | 2022-02-24 | Monitors, Physiologic, Patient Transport PO found in BIOMED/Phase 3A/Procurement Documentation/PACU
1059159 | Monitors, Physiologic | Monitors, Physiologic | Monitors, Physiologic, Patient Transport | Active | MSH | MSH | 7 | PACU | PACU | Philips Healthcare | 867030 - X3 | DE694H1935 | 2021-02-24 |  | 2022-02-24 | Monitors, Physiologic, Patient Transport PO found in BIOMED/Phase 3A/Procurement Documentation/PACU
1059160 | Monitors, Physiologic | Monitors, Physiologic | Monitors, Physiologic, Patient Transport | Active | MSH | MSH | 7 | PACU | PACU | Philips Healthcare | 867030 - X3 | DE694H1937 | 2021-02-24 |  | 2022-02-24 | Monitors, Physiologic, Patient Transport PO found in BIOMED/Phase 3A/Procurement Documentation/PACU
1059161 | Monitors, Physiologic | Monitors, Physiologic | Monitors, Physiologic, Patient Transport | Active | MSH | MSH | 7 | PACU | PACU | Philips Healthcare | 867030 - X3 | DE694H1938 | 2021-02-24 |  | 2022-02-24 | Monitors, Physiologic, Patient Transport PO found in BIOMED/Phase 3A/Procurement Documentation/PACU
1059162 | Monitors, Physiologic | Monitors, Physiologic | Monitors, Physiologic, Patient Transport | Active | MSH | MSH | 7 | PACU | PACU | Philips Healthcare | 867030 - X3 | DE694H1939 | 2021-02-24 |  | 2022-02-24 | Monitors, Physiologic, Patient Transport PO found in BIOMED/Phase 3A/Procurement Documentation/PACU
1059163 | Monitors, Physiologic | Monitors, Physiologic | Monitors, Physiologic, Patient Transport | Active | MSH | MSH | 7 | PACU | PACU | Philips Healthcare | 867030 - X3 | DE694H1940 | 2021-02-24 |  | 2022-02-24 | Monitors, Physiologic, Patient Transport PO found in BIOMED/Phase 3A/Procurement Documentation/PACU
1059164 | Monitors, Physiologic | Monitors, Physiologic | Monitors, Physiologic, Patient Transport | Active | MSH | MSH | 7 | PACU | PACU | Philips Healthcare | 867030 - X3 | DE694H1941 | 2021-02-24 |  | 2022-02-24 | Monitors, Physiologic, Patient Transport PO found in BIOMED/Phase 3A/Procurement Documentation/PACU
1059165 | Monitors, Physiologic | Monitors, Physiologic | Monitors, Physiologic, Patient Transport | Active | MSH | MSH | 7 | PACU | PACU | Philips Healthcare | 867030 - X3 | DE694H1942 | 2021-02-24 |  | 2022-02-24 | Monitors, Physiologic, Patient Transport PO found in BIOMED/Phase 3A/Procurement Documentation/PACU
1059166 | Monitors, Physiologic | Monitors, Physiologic | Monitors, Physiologic, Patient Transport | Active | MSH | MSH | 7 | PACU | PACU | Philips Healthcare | 867030 - X3 | DE694H1943 | 2021-02-24 |  | 2022-02-24 | Monitors, Physiologic, Patient Transport PO found in BIOMED/Phase 3A/Procurement Documentation/PACU
1059168 | Monitors, Physiologic | Monitors, Physiologic | Monitors, Physiologic, Patient Transport | Active | MSH | MSH | 7 | PACU | PACU | Philips Healthcare | 867030 - X3 | DE694H1946 | 2021-02-24 |  | 2022-02-24 | Monitors, Physiologic, Patient Transport PO found in BIOMED/Phase 3A/Procurement Documentation/PACU
1059169 | Monitors, Physiologic | Monitors, Physiologic | Monitors, Physiologic, Patient Transport | Active | MSH | MSH | 7 | PACU | PACU | Philips Healthcare | 867030 - X3 | DE694H1947 | 2021-02-24 |  | 2022-02-24 | Monitors, Physiologic, Patient Transport PO found in BIOMED/Phase 3A/Procurement Documentation/PACU
1059170 | Monitors, Physiologic | Monitors, Physiologic | Monitors, Physiologic, Patient Transport | Active | MSH | MSH | 7 | PACU | PACU | Philips Healthcare | 867030 - X3 | DE694H1949 | 2021-02-24 |  | 2022-02-24 | Monitors, Physiologic, Patient Transport PO found in BIOMED/Phase 3A/Procurement Documentation/PACU
1059171 | Monitors, Physiologic | Monitors, Physiologic | Monitors, Physiologic, Patient Transport | Active | MSH | MSH | 7 | PACU | PACU | Philips Healthcare | 867030 - X3 | DE694H1950 | 2021-02-24 |  | 2022-02-24 | Monitors, Physiologic, Patient Transport PO found in BIOMED/Phase 3A/Procurement Documentation/PACU
1059172 | Monitors, Physiologic | Monitors, Physiologic | Monitors, Physiologic, Patient Transport | Active | MSH | MSH | 7 | PACU | PACU | Philips Healthcare | 867030 - X3 | DE694H1951 | 2021-02-24 |  | 2022-02-24 | Monitors, Physiologic, Patient Transport PO found in BIOMED/Phase 3A/Procurement Documentation/PACU
1059173 | Monitors, Physiologic | Monitors, Physiologic | Monitors, Physiologic, Patient Transport | Active | MSH | MSH | 7 | PACU | PACU | Philips Healthcare | 867030 - X3 | DE694H1967 | 2021-02-24 |  | 2022-02-24 | Monitors, Physiologic, Patient Transport PO found in BIOMED/Phase 3A/Procurement Documentation/PACU
1059174 | Monitors, Physiologic | Monitors, Physiologic | Monitors, Physiologic, Patient Transport | Active | MSH | MSH | 7 | PACU | PACU | Philips Healthcare | 867030 - X3 | DE694H1970 | 2021-02-24 |  | 2022-02-24 | Monitors, Physiologic, Patient Transport PO found in BIOMED/Phase 3A/Procurement Documentation/PACU
1059175 | Monitors, Physiologic | Monitors, Physiologic | Monitors, Physiologic, Patient Transport | Active | MSH | MSH | 7 | PACU | PACU | Philips Healthcare | 867030 - X3 | DE694H1973 | 2021-02-24 |  | 2022-02-24 | Monitors, Physiologic, Patient Transport PO found in BIOMED/Phase 3A/Procurement Documentation/PACU
1059176 | Monitors, Physiologic | Monitors, Physiologic | Monitors, Physiologic, Patient Transport | Active | MSH | MSH | 7 | PACU | PACU | Philips Healthcare | 867030 - X3 | DE694H2052 | 2021-02-24 |  | 2022-02-24 | Monitors, Physiologic, Patient Transport PO found in BIOMED/Phase 3A/Procurement Documentation/PACU
1059177 | Monitors, Physiologic | Monitors, Physiologic | Monitors, Physiologic, Patient Transport | Active | MSH | MSH | 7 | PACU | PACU | Philips Healthcare | 867030 - X3 | DE694H2060 | 2021-02-24 |  | 2022-02-24 | Monitors, Physiologic, Patient Transport PO found in BIOMED/Phase 3A/Procurement Documentation/PACU
1059178 | Monitors, Physiologic | Monitors, Physiologic | Monitors, Physiologic, Patient Transport | Active | MSH | MSH | 7 | PACU | PACU | Philips Healthcare | 867030 - X3 | DE694H2062 | 2021-02-24 |  | 2022-02-24 | Monitors, Physiologic, Patient Transport PO found in BIOMED/Phase 3A/Procurement Documentation/PACU
1059179 | Monitors, Physiologic | Monitors, Physiologic | Monitors, Physiologic, Patient Transport | Active | MSH | MSH | 7 | PACU | PACU | Philips Healthcare | 867030 - X3 | DE694H2063 | 2021-02-24 |  | 2022-02-24 | Monitors, Physiologic, Patient Transport PO found in BIOMED/Phase 3A/Procurement Documentation/PACU
1059180 | Monitors, Physiologic | Monitors, Physiologic | Monitors, Physiologic, Patient Transport | Active | MSH | MSH | 7 | PACU | PACU | Philips Healthcare | 867030 - X3 | DE694H2064 | 2021-02-24 |  | 2022-02-24 | Monitors, Physiologic, Patient Transport PO found in BIOMED/Phase 3A/Procurement Documentation/PACU
1059181 | Monitors, Physiologic | Monitors, Physiologic | Monitors, Physiologic, Patient Transport | Active | MSH | MSH | 7 | PACU | PACU | Philips Healthcare | 867030 - X3 | DE694H2066 | 2021-02-24 |  | 2022-02-24 | Monitors, Physiologic, Patient Transport PO found in BIOMED/Phase 3A/Procurement Documentation/PACU
1059182 | Monitors, Physiologic | Monitors, Physiologic | Monitors, Physiologic, Patient Transport | Active | MSH | MSH | 7 | PACU | PACU | Philips Healthcare | 867030 - X3 | DE694H2069 | 2021-02-24 |  | 2022-02-24 | Monitors, Physiologic, Patient Transport PO found in BIOMED/Phase 3A/Procurement Documentation/PACU
1059183 | Monitors, Physiologic | Monitors, Physiologic | Monitors, Physiologic, Patient Transport | Active | MSH | MSH | 7 | PACU | PACU | Philips Healthcare | 867030 - X3 | DE694H2070 | 2021-02-24 |  | 2022-02-24 | Monitors, Physiologic, Patient Transport PO found in BIOMED/Phase 3A/Procurement Documentation/PACU
1059184 | Monitors, Physiologic | Monitors, Physiologic | Monitors, Physiologic, Patient Transport | Active | MSH | MSH | 7 | PACU | PACU | Philips Healthcare | 867030 - X3 | DE694H2071 | 2021-02-24 |  | 2022-02-24 | Monitors, Physiologic, Patient Transport PO found in BIOMED/Phase 3A/Procurement Documentation/PACU
1059185 | Monitors, Physiologic | Monitors, Physiologic | Monitors, Physiologic, Patient Transport | Active | MSH | MSH | 7 | PACU | PACU | Philips Healthcare | 867030 - X3 | DE694H2087 | 2021-02-24 |  | 2022-02-24 | Monitors, Physiologic, Patient Transport PO found in BIOMED/Phase 3A/Procurement Documentation/PACU
1059186 | Thermometers, Electronic, Thermistor/Thermocouple, Patient | Thermometers | Thermometers, Electronic, Thermistor/Thermocouple, Patient | Active | MSH | MSH | 17U | Obstetrical Suite (L&D) | NICU | Cardinal Health Canada Inc | Filac 3000 AD | A2064396X | 2020-01-01 | 249 | 2023-01-02 | Thermometers, Electronic
1059187 | Monitors, Physiologic | Monitors, Physiologic | Monitors, Physiologic, Patient Transport | Active | MSH | MSH | 7 | PACU | PACU | Philips Healthcare | 867030 - X3 | DE694H1908 | 2021-02-24 |  | 2022-02-24 | Monitors, Physiologic, Patient Transport PO found in BIOMED/Phase 3A/Procurement Documentation/PACU
1059188 | Monitors, Physiologic | Monitors, Physiologic | Monitors, Physiologic, Patient Transport | Active | MSH | MSH | 7 | PACU | PACU | Philips Healthcare | 867030 - X3 | DE694H1968 | 2021-02-24 |  | 2022-02-24 | Monitors, Physiologic, Patient Transport PO found in BIOMED/Phase 3A/Procurement Documentation/PACU
1059202 | Monitors, Physiologic | Monitors, Physiologic | Monitors, Physiologic, Patient Transport | Active | MSH | MSH | 7 | Resp Therapy (Anesthesia) | OR | Philips Healthcare | 867030 - X3 | DE694H0609 | 2021-02-26 |  | 2022-03-01 | Monitors, Physiologic, Patient Transport
1059204 | Monitors, Physiologic | Monitors, Physiologic | Monitors, Physiologic, Patient Transport | Active | MSH | MSH | 7 | Resp Therapy (Anesthesia) | OR | Philips Healthcare | 867030 - X3 | DE694H1303 | 2021-02-26 |  | 2022-03-01 | Monitors, Physiologic, Patient Transport
1059206 | Monitors, Physiologic | Monitors, Physiologic | Monitors, Physiologic, Patient Transport | Active | MSH | MSH | 7 | Resp Therapy (Anesthesia) | OR | Philips Healthcare | 867030 - X3 | DE694H1309 | 2021-02-26 |  | 2022-03-01 | Monitors, Physiologic, Patient Transport
1059207 | Monitors, Physiologic | Monitors, Physiologic | Monitors, Physiologic, Patient Transport | Active | MSH | MSH | 7 | Resp Therapy (Anesthesia) | OR | Philips Healthcare | 867030 - X3 | DE694H1315 | 2021-02-26 |  | 2022-03-01 | Monitors, Physiologic, Patient Transport
1059208 | Monitors, Physiologic | Monitors, Physiologic | Monitors, Physiologic, Patient Transport | Active | MSH | MSH | 7 | Resp Therapy (Anesthesia) | OR | Philips Healthcare | 867030 - X3 | DE694H0608 | 2021-02-26 |  | 2022-03-01 | Monitors, Physiologic, Patient Transport
1059209 | Monitors, Physiologic | Monitors, Physiologic | Monitors, Physiologic, Patient Transport | Active | MSH | MSH | 7 | Resp Therapy (Anesthesia) | OR | Philips Healthcare | 867030 - X3 | DE694H1944 | 2021-02-26 |  | 2022-03-01 | Monitors, Physiologic, Patient Transport
1059216 | Power Supplies | Power Supplies | Power Supplies | Active | MSH | MSH | 7 | Resp Therapy (Anesthesia) | OR | Philips Healthcare | 867043 | PL43217289 | 2021-02-26 |  | 2022-03-01
1059218 | Power Supplies | Power Supplies | Power Supplies | Active | MSH | MSH | 7 | Resp Therapy (Anesthesia) | OR | Philips Healthcare | 867043 | PL43217131 | 2021-02-26 |  | 2022-03-01
1059220 | Physiologic Monitor Modules, Exhaled Carbon Dioxide | Physiologic Monitor Modules | Physiologic Monitor Modules, Exhaled Carbon Dioxide | Active | MSH | MSH | 7 | Resp Therapy (Anesthesia) | OR | Philips Healthcare | 867041 - Microstream Extension | DE69778351 | 2021-02-26 |  | 2022-03-01
1059223 | Physiologic Monitor Modules, Exhaled Carbon Dioxide | Physiologic Monitor Modules | Physiologic Monitor Modules, Exhaled Carbon Dioxide | Active | MSH | MSH | 7 | Resp Therapy (Anesthesia) | OR | Philips Healthcare | 867041 - Microstream Extension | DE69779051 | 2021-02-26 |  | 2022-03-01
1059224 | Physiologic Monitor Modules, Exhaled Carbon Dioxide | Physiologic Monitor Modules | Physiologic Monitor Modules, Exhaled Carbon Dioxide | Active | MSH | MSH | 7 | Resp Therapy (Anesthesia) | OR | Philips Healthcare | 867041 - Microstream Extension | DE69779152 | 2021-02-26 |  | 2022-03-01
1059225 | Physiologic Monitor Modules, Exhaled Carbon Dioxide | Physiologic Monitor Modules | Physiologic Monitor Modules, Exhaled Carbon Dioxide | Active | MSH | MSH | 7 | Resp Therapy (Anesthesia) | OR | Philips Healthcare | 867041 - Microstream Extension | DE69779168 | 2021-02-26 |  | 2022-03-01
1059229 | Monitors, Physiologic, Multipurpose, Bedside | Monitors, Physiologic | Monitors, Physiologic, Multipurpose, Bedside | Active | MSH | MSH | 7 | Resp Therapy (Anesthesia) | OR | Philips Healthcare | 865240 - MX800 | DE703A2339 | 2021-02-26 | 20308 | 2022-03-01 | SW rev N.xx.xx
1059230 | Monitors, Physiologic, Multipurpose, Bedside | Monitors, Physiologic | Monitors, Physiologic, Multipurpose, Bedside | Active | MSH | MSH | 7 | Resp Therapy (Anesthesia) | OR | Philips Healthcare | 865240 - MX800 | DE703A2344 | 2021-02-26 | 20308 | 2022-03-01 | SW rev N.xx.xx
1059234 | Monitors, Physiologic, Multipurpose, Bedside | Monitors, Physiologic | Monitors, Physiologic, Multipurpose, Bedside | Active | MSH | MSH | 7 | Resp Therapy (Anesthesia) | OR | Philips Healthcare | 865240 - MX800 | DE703A2355 | 2021-02-26 | 20308 | 2022-03-01 | SW rev N.xx.xx
1059236 | Monitors, Physiologic, Multipurpose, Bedside | Monitors, Physiologic | Monitors, Physiologic, Multipurpose, Bedside | Active | MSH | MSH | 7 | Resp Therapy (Anesthesia) | OR | Philips Healthcare | 865240 - MX800 | DE703A2373 | 2021-02-26 | 20308 | 2022-03-01 | SW rev N.xx.xx
1059237 | Thermometers, Electronic, Thermistor/Thermocouple, Patient | Thermometers | Thermometers, Electronic, Thermistor/Thermocouple, Patient | Active | MSH | MSH | 15U | Obstetrical Suite (L&D) | L&D - 15th Floor | Cardinal Health Canada Inc | Filac 3000 AD | A1956340X | 2019-08-14 | 249 | 2022-08-13 | Thermometers, Electronic
1059238 | Thermometers, Electronic, Thermistor/Thermocouple, Patient | Thermometers | Thermometers, Electronic, Thermistor/Thermocouple, Patient | Active | MSH | MSH | 15M | Nursing 15 Murray/Antenatal | Antenatal | Cardinal Health Canada Inc | Filac 3000 AD | A2064415X | 2019-08-14 | 249 | 2022-08-13 | Thermometers, Electronic
1059239 | RACKS, MODULE | Physiologic Monitor Modules | Physiologic Monitor Module Housings | Active | MSH | MSH | 7 | Resp Therapy (Anesthesia) | OR | Philips Healthcare | M8048A | DE439H0825 | 2021-02-26 | 1200 | 2022-03-01 | Rev N
1059245 | RACKS, MODULE | Physiologic Monitor Modules | Physiologic Monitor Module Housings | Active | MSH | MSH | 7 | Resp Therapy (Anesthesia) | OR | Philips Healthcare | M8048A | DE439H0822 | 2021-02-26 | 1200 | 2022-03-01 | Rev N
1059247 | RACKS, MODULE | Physiologic Monitor Modules | Physiologic Monitor Module Housings | Active | MSH | MSH | 7 | Resp Therapy (Anesthesia) | OR | Philips Healthcare | M8048A | DE439H0788 | 2021-02-26 | 1200 | 2022-03-01 | Rev N
1059248 | RACKS, MODULE | Physiologic Monitor Modules | Physiologic Monitor Module Housings | Active | MSH | MSH | 7 | Resp Therapy (Anesthesia) | OR | Philips Healthcare | M8048A | DE439H0824 | 2021-02-26 | 1200 | 2022-03-01 | Rev N
1059254 | Thermal Array Recorder Module | Physiologic Monitor Modules | Printer/Graphic Recorders | Active | MSH | MSH | 7 | Resp Therapy (Anesthesia) | OR | Philips Healthcare | 866336 - M1116C | US61135105 | 2021-02-26 | 1412.4 | 2022-03-01
1059255 | Thermal Array Recorder Module | Physiologic Monitor Modules | Printer/Graphic Recorders | Active | MSH | MSH | 7 | Resp Therapy (Anesthesia) | OR | Philips Healthcare | 866336 - M1116C | US61135110 | 2021-02-26 | 1412.4 | 2022-03-01
1059256 | Thermal Array Recorder Module | Physiologic Monitor Modules | Printer/Graphic Recorders | Active | MSH | MSH | 7 | Resp Therapy (Anesthesia) | OR | Philips Healthcare | 866336 - M1116C | US61135114 | 2021-02-26 | 1412.4 | 2022-03-01
1059257 | Thermal Array Recorder Module | Physiologic Monitor Modules | Printer/Graphic Recorders | Active | MSH | MSH | 7 | Resp Therapy (Anesthesia) | OR | Philips Healthcare | 866336 - M1116C | US61135121 | 2021-02-26 | 1412.4 | 2022-03-01
1059259 | BIS Monitor | Physiologic Monitor Modules | Physiologic Monitor Modules, Electroencephalography | Active | MSH | MSH | 7 | Resp Therapy (Anesthesia) | OR | Philips Healthcare | M1034B - BIS Module | DE49719999 | 2021-03-01 | 4500 | 2022-03-01
1059260 | BIS Monitor | Physiologic Monitor Modules | Physiologic Monitor Modules, Electroencephalography | Active | MSH | MSH | 7 | Resp Therapy (Anesthesia) | OR | Philips Healthcare | M1034B - BIS Module | DE49720009 | 2021-03-01 | 4500 | 2022-03-01
1059261 | BIS Monitor | Physiologic Monitor Modules | Physiologic Monitor Modules, Electroencephalography | Active | MSH | MSH | 7 | Resp Therapy (Anesthesia) | OR | Philips Healthcare | M1034B - BIS Module | DE49720010 | 2021-03-01 | 4500 | 2022-03-01
1059262 | BIS Monitor | Physiologic Monitor Modules | Physiologic Monitor Modules, Electroencephalography | Active | MSH | MSH | 7 | Resp Therapy (Anesthesia) | OR | Philips Healthcare | M1034B - BIS Module | DE49720012 | 2021-03-01 | 4500 | 2022-03-01
1059263 | NMT MODULE | Physiologic Monitor Modules | Physiologic Monitor Modules, Neuromuscular Block | Active | MSH | MSH | 7 | Resp Therapy (Anesthesia) | OR | Philips Healthcare | 865383 - NMT Module | DE63720264 | 2021-03-01 | 3047.3999 | 2022-03-01
1059264 | NMT MODULE | Physiologic Monitor Modules | Physiologic Monitor Modules, Neuromuscular Block | Active | MSH | MSH | 7 | Resp Therapy (Anesthesia) | OR | Philips Healthcare | 865383 - NMT Module | DE63720265 | 2021-03-01 | 3047.3999 | 2022-03-01
1059265 | NMT MODULE | Physiologic Monitor Modules | Physiologic Monitor Modules, Neuromuscular Block | Active | MSH | MSH | 7 | Resp Therapy (Anesthesia) | OR | Philips Healthcare | 865383 - NMT Module | DE63720268 | 2021-03-01 | 3047.3999 | 2022-03-01
1059266 | NMT MODULE | Physiologic Monitor Modules | Physiologic Monitor Modules, Neuromuscular Block | Active | MSH | MSH | 7 | Resp Therapy (Anesthesia) | OR | Philips Healthcare | 865383 - NMT Module | DE63720270 | 2021-03-01 | 3047.3999 | 2022-03-01
1059267 | EC10 Module | Physiologic Monitor Modules | Network Hubs | Active | MSH | MSH | 7 | Resp Therapy (Anesthesia) | OR | Philips Healthcare | 865115 - EC10 | DE70172818 | 2021-03-01 | 1589.4 | 2022-03-01 | PB840 Driver
1059268 | EC10 Module | Physiologic Monitor Modules | Network Hubs | Active | MSH | MSH | 7 | Resp Therapy (Anesthesia) | OR | Philips Healthcare | 865115 - EC10 | DE70172821 | 2021-03-01 | 1589.4 | 2022-03-01 | PB840 Driver
1059269 | EC10 Module | Physiologic Monitor Modules | Network Hubs | Active | MSH | MSH | 7 | Resp Therapy (Anesthesia) | OR | Philips Healthcare | 865115 - EC10 | DE70172823 | 2021-03-01 | 1589.4 | 2022-03-01 | PB840 Driver
1059270 | EC10 Module | Physiologic Monitor Modules | Network Hubs | Active | MSH | MSH | 7 | Resp Therapy (Anesthesia) | OR | Philips Healthcare | 865115 - EC10 | DE70172824 | 2021-03-01 | 1589.4 | 2022-03-01 | PB840 Driver
1059272 | BLADDER SCANNER | BLADDER SCANNER | BLADDER SCANNER | Active | MSH | MSH | 16N | Emergency | Annex | Verathon Medical | Prime Plus | C1516456 | 2021-02-08 |  | 2026-03-01 | Probe SN P1520591 ** All physical damages covered under warranty **
1059273 | BLADDER SCANNER | BLADDER SCANNER | BLADDER SCANNER | Active | MSH | MSH | 3 | Emergency | Emergency | Verathon Medical | Prime Plus | C1516460 | 2021-02-08 |  | 2026-03-01 | Probe SN P1520590 ** All physical damages covered under warranty **
1059328 | Visual Field Plotters | Visual Field Plotters | Visual Field Plotters | Active | MSH | 60MURR | 1 | Ophthalmology Clinic | Ophthalmology | CARL ZEISS CANADA LTD. |  | 860-19365 | 2021-03-01
1059329 | Visual Field Plotters | Visual Field Plotters | Visual Field Plotters | Active | MSH | 60MURR | 1 | Ophthalmology Clinic | Ophthalmology | CARL ZEISS CANADA LTD. |  | 860-19354 | 2021-03-01
1059330 | Monitors, Physiologic, Central Station, Overview | Monitors, Physiologic | Monitors, Physiologic, Central Station | Active | MSH | MSH | 17U | NICU | NICU | Philips Healthcare | 866424 - PIIC iXC | MXL0022ZB0 | 2020-04-09 | 7920 | 2021-04-09 | Unit was purchased in 2020 -installing in april 2021- after 1 year-warranty is already over by the time unit is going to be used Located in NICU NICU1O
1059345 | USB RECORDER | USB RECORDER | USB RECORDER | Active | MSH | MSH | 7 | PACU | PACU | Philips Healthcare | 862120 - M3176C | US93128589 | 2021-03-03 | 2025 | 2022-03-03 | PO found in BIOMED/Phase 3A/Procurement Documentation/PACU
1059346 | RACKS, MODULE | Physiologic Monitor Modules | Physiologic Monitor Module Housings | Active | MSH | MSH | 7 | PACU | PACU | Philips Healthcare | M8048A | DE439H0751 | 2021-02-26 | 1200 | 2022-03-01 | Rev N PO found in BIOMED/Phase 3A/Procurement Documentation/PACU
1059348 | USB RECORDER | USB RECORDER | USB RECORDER | Active | MSH | MSH | 7 | PACU | PACU | Philips Healthcare | 862120 - M3176C | US93128590 | 2021-03-03 | 2025 | 2022-03-03 | PO found in BIOMED/Phase 3A/Procurement Documentation/PACU
1059349 | USB RECORDER | USB RECORDER | USB RECORDER | Active | MSH | MSH | 7 | PACU | PACU | Philips Healthcare | 862120 - M3176C | US93128642 | 2021-03-03 | 2025 | 2022-03-03 | PO found in BIOMED/Phase 3A/Procurement Documentation/PACU
1059350 | USB RECORDER | USB RECORDER | USB RECORDER | Active | MSH | MSH | 7 | PACU | PACU | Philips Healthcare | 862120 - M3176C | US93128643 | 2021-03-03 | 2025 | 2022-03-03 | PO found in BIOMED/Phase 3A/Procurement Documentation/PACU
1059351 | USB RECORDER | USB RECORDER | USB RECORDER | Active | MSH | MSH | 7 | PACU | PACU | Philips Healthcare | 862120 - M3176C | US93128646 | 2021-03-03 | 2025 | 2022-03-03 | PO found in BIOMED/Phase 3A/Procurement Documentation/PACU
1059352 | RACKS, MODULE | Physiologic Monitor Modules | Physiologic Monitor Module Housings | Active | MSH | MSH | 7 | PACU | PACU | Philips Healthcare | M8048A | DE439H0752 | 2021-02-26 | 1200 | 2022-03-01 | Rev N PO found in BIOMED/Phase 3A/Procurement Documentation/PACU
1059353 | RACKS, MODULE | Physiologic Monitor Modules | Physiologic Monitor Module Housings | Active | MSH | MSH | 7 | PACU | PACU | Philips Healthcare | M8048A | DE439H0753 | 2021-02-26 | 1200 | 2022-03-01 | Rev N PO found in BIOMED/Phase 3A/Procurement Documentation/PACU
1059354 | RACKS, MODULE | Physiologic Monitor Modules | Physiologic Monitor Module Housings | Active | MSH | MSH | 7 | PACU | PACU | Philips Healthcare | M8048A | DE439H0754 | 2021-02-26 | 1200 | 2022-03-01 | Rev N PO found in BIOMED/Phase 3A/Procurement Documentation/PACU
1059355 | RACKS, MODULE | Physiologic Monitor Modules | Physiologic Monitor Module Housings | Active | MSH | MSH | 7 | PACU | PACU | Philips Healthcare | M8048A | DE439H0755 | 2021-02-26 | 1200 | 2022-03-01 | Rev N PO found in BIOMED/Phase 3A/Procurement Documentation/PACU
1059356 | RACKS, MODULE | Physiologic Monitor Modules | Physiologic Monitor Module Housings | Active | MSH | MSH | 7 | PACU | PACU | Philips Healthcare | M8048A | DE439H0756 | 2021-02-26 | 1200 | 2022-03-01 | Rev N PO found in BIOMED/Phase 3A/Procurement Documentation/PACU
1059357 | RACKS, MODULE | Physiologic Monitor Modules | Physiologic Monitor Module Housings | Active | MSH | MSH | 7 | PACU | PACU | Philips Healthcare | M8048A | DE439H0757 | 2021-02-26 | 1200 | 2022-03-01 | Rev N PO found in BIOMED/Phase 3A/Procurement Documentation/PACU
1059358 | RACKS, MODULE | Physiologic Monitor Modules | Physiologic Monitor Module Housings | Active | MSH | MSH | 7 | PACU | PACU | Philips Healthcare | M8048A | DE439H0758 | 2021-02-26 | 1200 | 2022-03-01 | Rev N PO found in BIOMED/Phase 3A/Procurement Documentation/PACU
1059359 | RACKS, MODULE | Physiologic Monitor Modules | Physiologic Monitor Module Housings | Active | MSH | MSH | 7 | PACU | PACU | Philips Healthcare | M8048A | DE439H0759 | 2021-02-26 | 1200 | 2022-03-01 | Rev N PO found in BIOMED/Phase 3A/Procurement Documentation/PACU
1059360 | RACKS, MODULE | Physiologic Monitor Modules | Physiologic Monitor Module Housings | Active | MSH | MSH | 7 | PACU | PACU | Philips Healthcare | M8048A | DE439H0760 | 2021-02-26 | 1200 | 2022-03-01 | Rev N PO found in BIOMED/Phase 3A/Procurement Documentation/PACU
1059361 | RACKS, MODULE | Physiologic Monitor Modules | Physiologic Monitor Module Housings | Active | MSH | MSH | 7 | PACU | PACU | Philips Healthcare | M8048A | DE439H0761 | 2021-02-26 | 1200 | 2022-03-01 | Rev N PO found in BIOMED/Phase 3A/Procurement Documentation/PACU
1059362 | RACKS, MODULE | Physiologic Monitor Modules | Physiologic Monitor Module Housings | Active | MSH | MSH | 7 | PACU | PACU | Philips Healthcare | M8048A | DE439H0762 | 2021-02-26 | 1200 | 2022-03-01 | Rev N PO found in BIOMED/Phase 3A/Procurement Documentation/PACU
1059363 | RACKS, MODULE | Physiologic Monitor Modules | Physiologic Monitor Module Housings | Active | MSH | MSH | 7 | PACU | PACU | Philips Healthcare | M8048A | DE439H0763 | 2021-02-26 | 1200 | 2022-03-01 | Rev N PO found in BIOMED/Phase 3A/Procurement Documentation/PACU
1059364 | RACKS, MODULE | Physiologic Monitor Modules | Physiologic Monitor Module Housings | Active | MSH | MSH | 7 | PACU | PACU | Philips Healthcare | M8048A | DE439H0764 | 2021-02-26 | 1200 | 2022-03-01 | Rev N PO found in BIOMED/Phase 3A/Procurement Documentation/PACU
1059365 | RACKS, MODULE | Physiologic Monitor Modules | Physiologic Monitor Module Housings | Active | MSH | MSH | 7 | PACU | PACU | Philips Healthcare | M8048A | DE439H0765 | 2021-02-26 | 1200 | 2022-03-01 | Rev N PO found in BIOMED/Phase 3A/Procurement Documentation/PACU
1059366 | RACKS, MODULE | Physiologic Monitor Modules | Physiologic Monitor Module Housings | Active | MSH | MSH | 7 | PACU | PACU | Philips Healthcare | M8048A | DE439H0766 | 2021-02-26 | 1200 | 2022-03-01 | Rev N PO found in BIOMED/Phase 3A/Procurement Documentation/PACU
1059367 | RACKS, MODULE | Physiologic Monitor Modules | Physiologic Monitor Module Housings | Active | MSH | MSH | 7 | PACU | PACU | Philips Healthcare | M8048A | DE439H0767 | 2021-02-26 | 1200 | 2022-03-01 | Rev N PO found in BIOMED/Phase 3A/Procurement Documentation/PACU
1059368 | RACKS, MODULE | Physiologic Monitor Modules | Physiologic Monitor Module Housings | Active | MSH | MSH | 7 | PACU | PACU | Philips Healthcare | M8048A | DE439H0768 | 2021-02-26 | 1200 | 2022-03-01 | Rev N PO found in BIOMED/Phase 3A/Procurement Documentation/PACU
1059369 | RACKS, MODULE | Physiologic Monitor Modules | Physiologic Monitor Module Housings | Active | MSH | MSH | 7 | PACU | PACU | Philips Healthcare | M8048A | DE439H0769 | 2021-02-26 | 1200 | 2022-03-01 | Rev N PO found in BIOMED/Phase 3A/Procurement Documentation/PACU
1059370 | RACKS, MODULE | Physiologic Monitor Modules | Physiologic Monitor Module Housings | Active | MSH | MSH | 7 | PACU | PACU | Philips Healthcare | M8048A | DE439H0770 | 2021-02-26 | 1200 | 2022-03-01 | Rev N PO found in BIOMED/Phase 3A/Procurement Documentation/PACU
1059371 | RACKS, MODULE | Physiologic Monitor Modules | Physiologic Monitor Module Housings | Active | MSH | MSH | 7 | PACU | PACU | Philips Healthcare | M8048A | DE439H0771 | 2021-02-26 | 1200 | 2022-03-01 | Rev N PO found in BIOMED/Phase 3A/Procurement Documentation/PACU
1059372 | RACKS, MODULE | Physiologic Monitor Modules | Physiologic Monitor Module Housings | Active | MSH | MSH | 7 | PACU | PACU | Philips Healthcare | M8048A | DE439H0772 | 2021-02-26 | 1200 | 2022-03-01 | Rev N PO found in BIOMED/Phase 3A/Procurement Documentation/PACU
1059373 | RACKS, MODULE | Physiologic Monitor Modules | Physiologic Monitor Module Housings | Active | MSH | MSH | 7 | PACU | PACU | Philips Healthcare | M8048A | DE439H0773 | 2021-02-26 | 1200 | 2022-03-01 | Rev N PO found in BIOMED/Phase 3A/Procurement Documentation/PACU
1059374 | RACKS, MODULE | Physiologic Monitor Modules | Physiologic Monitor Module Housings | Active | MSH | MSH | 7 | PACU | PACU | Philips Healthcare | M8048A | DE439H0774 | 2021-02-26 | 1200 | 2022-03-01 | Rev N PO found in BIOMED/Phase 3A/Procurement Documentation/PACU
1059375 | RACKS, MODULE | Physiologic Monitor Modules | Physiologic Monitor Module Housings | Active | MSH | MSH | 7 | PACU | PACU | Philips Healthcare | M8048A | DE439H0775 | 2021-02-26 | 1200 | 2022-03-01 | Rev N PO found in BIOMED/Phase 3A/Procurement Documentation/PACU
1059376 | RACKS, MODULE | Physiologic Monitor Modules | Physiologic Monitor Module Housings | Active | MSH | MSH | 7 | PACU | PACU | Philips Healthcare | M8048A | DE439H0776 | 2021-02-26 | 1200 | 2022-03-01 | Rev N PO found in BIOMED/Phase 3A/Procurement Documentation/PACU
1059377 | RACKS, MODULE | Physiologic Monitor Modules | Physiologic Monitor Module Housings | Active | MSH | MSH | 7 | PACU | PACU | Philips Healthcare | M8048A | DE439H0777 | 2021-02-26 | 1200 | 2022-03-01 | Rev N PO found in BIOMED/Phase 3A/Procurement Documentation/PACU
1059378 | RACKS, MODULE | Physiologic Monitor Modules | Physiologic Monitor Module Housings | Active | MSH | MSH | 7 | PACU | PACU | Philips Healthcare | M8048A | DE439H0778 | 2021-02-26 | 1200 | 2022-03-01 | Rev N PO found in BIOMED/Phase 3A/Procurement Documentation/PACU
1059379 | RACKS, MODULE | Physiologic Monitor Modules | Physiologic Monitor Module Housings | Active | MSH | MSH | 7 | PACU | PACU | Philips Healthcare | M8048A | DE439H0779 | 2021-02-26 | 1200 | 2022-03-01 | Rev N PO found in BIOMED/Phase 3A/Procurement Documentation/PACU
1059380 | RACKS, MODULE | Physiologic Monitor Modules | Physiologic Monitor Module Housings | Active | MSH | MSH | 7 | PACU | PACU | Philips Healthcare | M8048A | DE439H0843 | 2021-02-26 | 1200 | 2022-03-01 | Rev N PO found in BIOMED/Phase 3A/Procurement Documentation/PACU
1059381 | Printer/Graphic Recorders | Physiologic Monitor Modules | Printer/Graphic Recorders | Active | MSH | MSH | 7 | PACU | PACU | Philips Healthcare | 866336 - M1116C | US61135100 | 2021-02-25 |  | 2022-02-25
1059382 | Printer/Graphic Recorders | Physiologic Monitor Modules | Printer/Graphic Recorders | Active | MSH | MSH | 7 | PACU | PACU | Philips Healthcare | 866336 - M1116C | US61135101 | 2021-02-25 |  | 2022-02-25
1059383 | Printer/Graphic Recorders | Physiologic Monitor Modules | Printer/Graphic Recorders | Active | MSH | MSH | 7 | PACU | PACU | Philips Healthcare | 866336 - M1116C | US61135109 | 2021-02-25 |  | 2022-02-25
1059384 | Printer/Graphic Recorders | Physiologic Monitor Modules | Printer/Graphic Recorders | Active | MSH | MSH | 7 | PACU | PACU | Philips Healthcare | 866336 - M1116C | US61135111 | 2021-02-25 |  | 2022-02-25
1059385 | Printer/Graphic Recorders | Physiologic Monitor Modules | Printer/Graphic Recorders | Active | MSH | MSH | 7 | PACU | PACU | Philips Healthcare | 866336 - M1116C | US61135115 | 2021-02-25 |  | 2022-02-25
1059386 | Printer/Graphic Recorders | Physiologic Monitor Modules | Printer/Graphic Recorders | Active | MSH | MSH | 7 | PACU | PACU | Philips Healthcare | 866336 - M1116C | US61135116 | 2021-02-25 |  | 2022-02-25
1059387 | Printer/Graphic Recorders | Physiologic Monitor Modules | Printer/Graphic Recorders | Active | MSH | MSH | 7 | PACU | PACU | Philips Healthcare | 866336 - M1116C | US61135118 | 2021-02-25 |  | 2022-02-25
1059388 | Printer/Graphic Recorders | Physiologic Monitor Modules | Printer/Graphic Recorders | Active | MSH | MSH | 7 | PACU | PACU | Philips Healthcare | 866336 - M1116C | US61135120 | 2021-02-25 |  | 2022-02-25
1059389 | Printer/Graphic Recorders | Physiologic Monitor Modules | Printer/Graphic Recorders | Active | MSH | MSH | 7 | PACU | PACU | Philips Healthcare | 866336 - M1116C | US61135123 | 2021-02-25 |  | 2022-02-25
1059390 | Printer/Graphic Recorders | Physiologic Monitor Modules | Printer/Graphic Recorders | Active | MSH | MSH | 7 | PACU | PACU | Philips Healthcare | 866336 - M1116C | US61135124 | 2021-02-25 |  | 2022-02-25
1059391 | Printer/Graphic Recorders | Physiologic Monitor Modules | Printer/Graphic Recorders | Active | MSH | MSH | 7 | PACU | PACU | Philips Healthcare | 866336 - M1116C | US61135125 | 2021-02-25 |  | 2022-02-25
1059392 | Printer/Graphic Recorders | Physiologic Monitor Modules | Printer/Graphic Recorders | Active | MSH | MSH | 7 | PACU | PACU | Philips Healthcare | 866336 - M1116C | US61135126 | 2021-02-25 |  | 2022-02-25
1059393 | Printer/Graphic Recorders | Physiologic Monitor Modules | Printer/Graphic Recorders | Active | MSH | MSH | 7 | PACU | PACU | Philips Healthcare | 866336 - M1116C | US61135127 | 2021-02-25 |  | 2022-02-25
1059394 | Printer/Graphic Recorders | Physiologic Monitor Modules | Printer/Graphic Recorders | Active | MSH | MSH | 7 | PACU | PACU | Philips Healthcare | 866336 - M1116C | US61135128 | 2021-02-25 |  | 2022-02-25
1059395 | Printer/Graphic Recorders | Physiologic Monitor Modules | Printer/Graphic Recorders | Active | MSH | MSH | 7 | PACU | PACU | Philips Healthcare | 866336 - M1116C | US61135129 | 2021-02-25 |  | 2022-02-25
1059396 | Printer/Graphic Recorders | Physiologic Monitor Modules | Printer/Graphic Recorders | Active | MSH | MSH | 7 | PACU | PACU | Philips Healthcare | 866336 - M1116C | US61135130 | 2021-02-25 |  | 2022-02-25
1059397 | Printer/Graphic Recorders | Physiologic Monitor Modules | Printer/Graphic Recorders | Active | MSH | MSH | 7 | PACU | PACU | Philips Healthcare | 866336 - M1116C | US61135131 | 2021-02-25 |  | 2022-02-25
1059398 | Printer/Graphic Recorders | Physiologic Monitor Modules | Printer/Graphic Recorders | Active | MSH | MSH | 7 | PACU | PACU | Philips Healthcare | 866336 - M1116C | US61135132 | 2021-02-25 |  | 2022-02-25
1059399 | Printer/Graphic Recorders | Physiologic Monitor Modules | Printer/Graphic Recorders | Active | MSH | MSH | 7 | PACU | PACU | Philips Healthcare | 866336 - M1116C | US61135133 | 2021-02-25 |  | 2022-02-25
1059400 | Printer/Graphic Recorders | Physiologic Monitor Modules | Printer/Graphic Recorders | Active | MSH | MSH | 7 | PACU | PACU | Philips Healthcare | 866336 - M1116C | US61135134 | 2021-02-25 |  | 2022-02-25
1059401 | Printer/Graphic Recorders | Physiologic Monitor Modules | Printer/Graphic Recorders | Active | MSH | MSH | 7 | PACU | PACU | Philips Healthcare | 866336 - M1116C | US61135135 | 2021-02-25 |  | 2022-02-25
1059402 | Printer/Graphic Recorders | Physiologic Monitor Modules | Printer/Graphic Recorders | Active | MSH | MSH | 7 | PACU | PACU | Philips Healthcare | 866336 - M1116C | US61135136 | 2021-02-25 |  | 2022-02-25
1059403 | Printer/Graphic Recorders | Physiologic Monitor Modules | Printer/Graphic Recorders | Active | MSH | MSH | 7 | PACU | PACU | Philips Healthcare | 866336 - M1116C | US61135137 | 2021-02-25 |  | 2022-02-25
1059404 | Printer/Graphic Recorders | Physiologic Monitor Modules | Printer/Graphic Recorders | Active | MSH | MSH | 7 | PACU | PACU | Philips Healthcare | 866336 - M1116C | US61135138 | 2021-02-25 |  | 2022-02-25
1059405 | Printer/Graphic Recorders | Physiologic Monitor Modules | Printer/Graphic Recorders | Active | MSH | MSH | 7 | PACU | PACU | Philips Healthcare | 866336 - M1116C | US61135139 | 2021-02-25 |  | 2022-02-25
1059406 | Printer/Graphic Recorders | Physiologic Monitor Modules | Printer/Graphic Recorders | Active | MSH | MSH | 7 | PACU | PACU | Philips Healthcare | 866336 - M1116C | US61135140 | 2021-02-25 |  | 2022-02-25
1059407 | Printer/Graphic Recorders | Physiologic Monitor Modules | Printer/Graphic Recorders | Active | MSH | MSH | 7 | PACU | PACU | Philips Healthcare | 866336 - M1116C | US61135143 | 2021-02-25 |  | 2022-02-25
1059408 | Printer/Graphic Recorders | Physiologic Monitor Modules | Printer/Graphic Recorders | Active | MSH | MSH | 7 | PACU | PACU | Philips Healthcare | 866336 - M1116C | US61135144 | 2021-02-25 |  | 2022-02-25
1059409 | Printer/Graphic Recorders | Physiologic Monitor Modules | Printer/Graphic Recorders | Active | MSH | MSH | 7 | PACU | PACU | Philips Healthcare | 866336 - M1116C | US61135145 | 2021-02-25 |  | 2022-02-25
1059416 | Physiologic Monitor Modules, Exhaled Carbon Dioxide | Physiologic Monitor Modules | Physiologic Monitor Modules, Exhaled Carbon Dioxide | Active | MSH | MSH | 7 | PACU | PACU | Philips Healthcare | 867041 - Microstream Extension | DE69779038 | 2021-02-24 |  | 2022-02-24 | PO found in BIOMED/Phase 3A/Procurement Documentation/PACU
1059417 | Physiologic Monitor Modules, Exhaled Carbon Dioxide | Physiologic Monitor Modules | Physiologic Monitor Modules, Exhaled Carbon Dioxide | Active | MSH | MSH | 7 | PACU | PACU | Philips Healthcare | 867041 - Microstream Extension | DE69779041 | 2021-02-24 |  | 2022-02-24 | PO found in BIOMED/Phase 3A/Procurement Documentation/PACU
1059418 | Physiologic Monitor Modules, Exhaled Carbon Dioxide | Physiologic Monitor Modules | Physiologic Monitor Modules, Exhaled Carbon Dioxide | Active | MSH | MSH | 7 | PACU | PACU | Philips Healthcare | 867041 - Microstream Extension | DE69779042 | 2021-02-24 |  | 2022-02-24 | PO found in BIOMED/Phase 3A/Procurement Documentation/PACU
1059419 | Physiologic Monitor Modules, Exhaled Carbon Dioxide | Physiologic Monitor Modules | Physiologic Monitor Modules, Exhaled Carbon Dioxide | Active | MSH | MSH | 7 | PACU | PACU | Philips Healthcare | 867041 - Microstream Extension | DE69779052 | 2021-02-24 |  | 2022-02-24 | PO found in BIOMED/Phase 3A/Procurement Documentation/PACU
1059420 | Physiologic Monitor Modules, Exhaled Carbon Dioxide | Physiologic Monitor Modules | Physiologic Monitor Modules, Exhaled Carbon Dioxide | Active | MSH | MSH | 7 | PACU | PACU | Philips Healthcare | 867041 - Microstream Extension | DE69779059 | 2021-02-24 |  | 2022-02-24 | PO found in BIOMED/Phase 3A/Procurement Documentation/PACU
1059421 | Physiologic Monitor Modules, Exhaled Carbon Dioxide | Physiologic Monitor Modules | Physiologic Monitor Modules, Exhaled Carbon Dioxide | Active | MSH | MSH | 7 | PACU | PACU | Philips Healthcare | 867041 - Microstream Extension | DE69779062 | 2021-02-24 |  | 2022-02-24 | PO found in BIOMED/Phase 3A/Procurement Documentation/PACU
1059422 | Physiologic Monitor Modules, Exhaled Carbon Dioxide | Physiologic Monitor Modules | Physiologic Monitor Modules, Exhaled Carbon Dioxide | Active | MSH | MSH | 7 | PACU | PACU | Philips Healthcare | 867041 - Microstream Extension | DE69779069 | 2021-02-24 |  | 2022-02-24 | PO found in BIOMED/Phase 3A/Procurement Documentation/PACU
1059423 | Physiologic Monitor Modules, Exhaled Carbon Dioxide | Physiologic Monitor Modules | Physiologic Monitor Modules, Exhaled Carbon Dioxide | Active | MSH | MSH | 7 | PACU | PACU | Philips Healthcare | 867041 - Microstream Extension | DE69779070 | 2021-02-24 |  | 2022-02-24 | PO found in BIOMED/Phase 3A/Procurement Documentation/PACU
1059424 | Physiologic Monitor Modules, Exhaled Carbon Dioxide | Physiologic Monitor Modules | Physiologic Monitor Modules, Exhaled Carbon Dioxide | Active | MSH | MSH | 7 | PACU | PACU | Philips Healthcare | 867041 - Microstream Extension | DE69779073 | 2021-02-24 |  | 2022-02-24 | PO found in BIOMED/Phase 3A/Procurement Documentation/PACU
1059425 | Physiologic Monitor Modules, Exhaled Carbon Dioxide | Physiologic Monitor Modules | Physiologic Monitor Modules, Exhaled Carbon Dioxide | Active | MSH | MSH | 7 | PACU | PACU | Philips Healthcare | 867041 - Microstream Extension | DE69779078 | 2021-02-24 |  | 2022-02-24 | PO found in BIOMED/Phase 3A/Procurement Documentation/PACU
1059426 | Physiologic Monitor Modules, Exhaled Carbon Dioxide | Physiologic Monitor Modules | Physiologic Monitor Modules, Exhaled Carbon Dioxide | Active | MSH | MSH | 7 | PACU | PACU | Philips Healthcare | 867041 - Microstream Extension | DE69779082 | 2021-02-24 |  | 2022-02-24 | PO found in BIOMED/Phase 3A/Procurement Documentation/PACU
1059428 | Physiologic Monitor Modules, Exhaled Carbon Dioxide | Physiologic Monitor Modules | Physiologic Monitor Modules, Exhaled Carbon Dioxide | Active | MSH | MSH | 7 | PACU | PACU | Philips Healthcare | 867041 - Microstream Extension | DE69779087 | 2021-02-24 |  | 2022-02-24 | PO found in BIOMED/Phase 3A/Procurement Documentation/PACU
1059429 | Physiologic Monitor Modules, Exhaled Carbon Dioxide | Physiologic Monitor Modules | Physiologic Monitor Modules, Exhaled Carbon Dioxide | Active | MSH | MSH | 7 | PACU | PACU | Philips Healthcare | 867041 - Microstream Extension | DE69779095 | 2021-02-24 |  | 2022-02-24 | PO found in BIOMED/Phase 3A/Procurement Documentation/PACU
1059430 | Physiologic Monitor Modules, Exhaled Carbon Dioxide | Physiologic Monitor Modules | Physiologic Monitor Modules, Exhaled Carbon Dioxide | Active | MSH | MSH | 7 | PACU | PACU | Philips Healthcare | 867041 - Microstream Extension | DE69779096 | 2021-02-24 |  | 2022-02-24 | PO found in BIOMED/Phase 3A/Procurement Documentation/PACU
1059431 | Physiologic Monitor Modules, Exhaled Carbon Dioxide | Physiologic Monitor Modules | Physiologic Monitor Modules, Exhaled Carbon Dioxide | Active | MSH | MSH | 7 | PACU | PACU | Philips Healthcare | 867041 - Microstream Extension | DE69779106 | 2021-02-24 |  | 2022-02-24 | PO found in BIOMED/Phase 3A/Procurement Documentation/PACU
1059432 | Intellivue Microstream EtCO2- Physiologic Monitor Modules, Exhaled Carbon Dioxide | Physiologic Monitor Modules | Physiologic Monitor Modules, Exhaled Carbon Dioxide | Active | MSH | MSH | 7 | PACU | PACU | Philips Healthcare | 867041 - Microstream Extension | DE69779107 | 2021-02-24 |  | 2022-02-24 | PO found in BIOMED/Phase 3A/Procurement Documentation/PACU
1059433 | Physiologic Monitor Modules, Exhaled Carbon Dioxide | Physiologic Monitor Modules | Physiologic Monitor Modules, Exhaled Carbon Dioxide | Active | MSH | MSH | 7 | PACU | PACU | Philips Healthcare | 867041 - Microstream Extension | DE69779108 | 2021-02-24 |  | 2022-02-24 | PO found in BIOMED/Phase 3A/Procurement Documentation/PACU
1059434 | Physiologic Monitor Modules, Exhaled Carbon Dioxide | Physiologic Monitor Modules | Physiologic Monitor Modules, Exhaled Carbon Dioxide | Active | MSH | MSH | 7 | PACU | PACU | Philips Healthcare | 867041 - Microstream Extension | DE69779113 | 2021-02-24 |  | 2022-02-24 | PO found in BIOMED/Phase 3A/Procurement Documentation/PACU
1059435 | Physiologic Monitor Modules, Exhaled Carbon Dioxide | Physiologic Monitor Modules | Physiologic Monitor Modules, Exhaled Carbon Dioxide | Active | MSH | MSH | 7 | PACU | PACU | Philips Healthcare | 867041 - Microstream Extension | DE69779114 | 2021-02-24 |  | 2022-02-24 | PO found in BIOMED/Phase 3A/Procurement Documentation/PACU
1059436 | Physiologic Monitor Modules, Exhaled Carbon Dioxide | Physiologic Monitor Modules | Physiologic Monitor Modules, Exhaled Carbon Dioxide | Active | MSH | MSH | 7 | PACU | PACU | Philips Healthcare | 867041 - Microstream Extension | DE69779123 | 2021-02-24 |  | 2022-02-24 | PO found in BIOMED/Phase 3A/Procurement Documentation/PACU
1059437 | Physiologic Monitor Modules, Exhaled Carbon Dioxide | Physiologic Monitor Modules | Physiologic Monitor Modules, Exhaled Carbon Dioxide | Active | MSH | MSH | 7 | PACU | PACU | Philips Healthcare | 867041 - Microstream Extension | DE69779124 | 2021-02-24 |  | 2022-02-24 | PO found in BIOMED/Phase 3A/Procurement Documentation/PACU
1059438 | Physiologic Monitor Modules, Exhaled Carbon Dioxide | Physiologic Monitor Modules | Physiologic Monitor Modules, Exhaled Carbon Dioxide | Active | MSH | MSH | 7 | PACU | PACU | Philips Healthcare | 867041 - Microstream Extension | DE69779125 | 2021-02-24 |  | 2022-02-24 | PO found in BIOMED/Phase 3A/Procurement Documentation/PACU
1059439 | Physiologic Monitor Modules, Exhaled Carbon Dioxide | Physiologic Monitor Modules | Physiologic Monitor Modules, Exhaled Carbon Dioxide | Active | MSH | MSH | 7 | PACU | PACU | Philips Healthcare | 867041 - Microstream Extension | DE69779126 | 2021-02-24 |  | 2022-02-24 | PO found in BIOMED/Phase 3A/Procurement Documentation/PACU
1059440 | Physiologic Monitor Modules, Exhaled Carbon Dioxide | Physiologic Monitor Modules | Physiologic Monitor Modules, Exhaled Carbon Dioxide | Active | MSH | MSH | 7 | PACU | PACU | Philips Healthcare | 867041 - Microstream Extension | DE69779131 | 2021-02-24 |  | 2022-02-24 | PO found in BIOMED/Phase 3A/Procurement Documentation/PACU
1059441 | Physiologic Monitor Modules, Exhaled Carbon Dioxide | Physiologic Monitor Modules | Physiologic Monitor Modules, Exhaled Carbon Dioxide | Active | MSH | MSH | 7 | PACU | PACU | Philips Healthcare | 867041 - Microstream Extension | DE69779132 | 2021-02-24 |  | 2022-02-24 | PO found in BIOMED/Phase 3A/Procurement Documentation/PACU
1059442 | Physiologic Monitor Modules, Exhaled Carbon Dioxide | Physiologic Monitor Modules | Physiologic Monitor Modules, Exhaled Carbon Dioxide | Active | MSH | MSH | 7 | PACU | PACU | Philips Healthcare | 867041 - Microstream Extension | DE69779133 | 2021-02-24 |  | 2022-02-24 | PO found in BIOMED/Phase 3A/Procurement Documentation/PACU
1059443 | Physiologic Monitor Modules, Exhaled Carbon Dioxide | Physiologic Monitor Modules | Physiologic Monitor Modules, Exhaled Carbon Dioxide | Active | MSH | MSH | 7 | PACU | PACU | Philips Healthcare | 867041 - Microstream Extension | DE69779137 | 2021-02-24 |  | 2022-02-24 | PO found in BIOMED/Phase 3A/Procurement Documentation/PACU
1059444 | Physiologic Monitor Modules, Exhaled Carbon Dioxide | Physiologic Monitor Modules | Physiologic Monitor Modules, Exhaled Carbon Dioxide | Active | MSH | MSH | 7 | PACU | PACU | Philips Healthcare | 867041 - Microstream Extension | DE69779139 | 2021-02-24 |  | 2022-02-24 | PO found in BIOMED/Phase 3A/Procurement Documentation/PACU
1059445 | Physiologic Monitor Modules, Exhaled Carbon Dioxide | Physiologic Monitor Modules | Physiologic Monitor Modules, Exhaled Carbon Dioxide | Active | MSH | MSH | 7 | PACU | PACU | Philips Healthcare | 867041 - Microstream Extension | DE69779141 | 2021-02-24 |  | 2022-02-24 | PO found in BIOMED/Phase 3A/Procurement Documentation/PACU
1059446 | Physiologic Monitor Modules, Exhaled Carbon Dioxide | Physiologic Monitor Modules | Physiologic Monitor Modules, Exhaled Carbon Dioxide | Active | MSH | MSH | 7 | PACU | PACU | Philips Healthcare | 867041 - Microstream Extension | DE69779142 | 2021-02-24 |  | 2022-02-24 | PO found in BIOMED/Phase 3A/Procurement Documentation/PACU
1059447 | Physiologic Monitor Modules, Exhaled Carbon Dioxide | Physiologic Monitor Modules | Physiologic Monitor Modules, Exhaled Carbon Dioxide | Active | MSH | MSH | 7 | PACU | PACU | Philips Healthcare | 867041 - Microstream Extension | DE69779144 | 2021-02-24 |  | 2022-02-24 | PO found in BIOMED/Phase 3A/Procurement Documentation/PACU
1059448 | Physiologic Monitor Modules, Exhaled Carbon Dioxide | Physiologic Monitor Modules | Physiologic Monitor Modules, Exhaled Carbon Dioxide | Active | MSH | MSH | 7 | PACU | PACU | Philips Healthcare | 867041 - Microstream Extension | DE69779145 | 2021-02-24 |  | 2022-02-24 | PO found in BIOMED/Phase 3A/Procurement Documentation/PACU
1059449 | Physiologic Monitor Modules, Exhaled Carbon Dioxide | Physiologic Monitor Modules | Physiologic Monitor Modules, Exhaled Carbon Dioxide | Active | MSH | MSH | 7 | PACU | PACU | Philips Healthcare | 867041 - Microstream Extension | DE69779147 | 2021-02-24 |  | 2022-02-24 | PO found in BIOMED/Phase 3A/Procurement Documentation/PACU
1059450 | Physiologic Monitor Modules, Exhaled Carbon Dioxide | Physiologic Monitor Modules | Physiologic Monitor Modules, Exhaled Carbon Dioxide | Active | MSH | MSH | 7 | PACU | PACU | Philips Healthcare | 867041 - Microstream Extension | DE69779148 | 2021-02-24 |  | 2022-02-24 | PO found in BIOMED/Phase 3A/Procurement Documentation/PACU
1059451 | Physiologic Monitor Modules, Exhaled Carbon Dioxide | Physiologic Monitor Modules | Physiologic Monitor Modules, Exhaled Carbon Dioxide | Active | MSH | MSH | 7 | PACU | PACU | Philips Healthcare | 867041 - Microstream Extension | DE69779149 | 2021-02-24 |  | 2022-02-24 | PO found in BIOMED/Phase 3A/Procurement Documentation/PACU
1059452 | Physiologic Monitor Modules, Exhaled Carbon Dioxide | Physiologic Monitor Modules | Physiologic Monitor Modules, Exhaled Carbon Dioxide | Active | MSH | MSH | 7 | PACU | PACU | Philips Healthcare | 867041 - Microstream Extension | DE69779151 | 2021-02-24 |  | 2022-02-24 | PO found in BIOMED/Phase 3A/Procurement Documentation/PACU
1059453 | Physiologic Monitor Modules, Exhaled Carbon Dioxide | Physiologic Monitor Modules | Physiologic Monitor Modules, Exhaled Carbon Dioxide | Active | MSH | MSH | 7 | PACU | PACU | Philips Healthcare | 867041 - Microstream Extension | DE69779153 | 2021-02-24 |  | 2022-02-24 | PO found in BIOMED/Phase 3A/Procurement Documentation/PACU
1059454 | Physiologic Monitor Modules, Exhaled Carbon Dioxide | Physiologic Monitor Modules | Physiologic Monitor Modules, Exhaled Carbon Dioxide | Active | MSH | MSH | 7 | PACU | PACU | Philips Healthcare | 867041 - Microstream Extension | DE69779154 | 2021-02-24 |  | 2022-02-24 | PO found in BIOMED/Phase 3A/Procurement Documentation/PACU
1059455 | Physiologic Monitor Modules, Exhaled Carbon Dioxide | Physiologic Monitor Modules | Physiologic Monitor Modules, Exhaled Carbon Dioxide | Active | MSH | MSH | 7 | PACU | PACU | Philips Healthcare | 867041 - Microstream Extension | DE69779155 | 2021-02-24 |  | 2022-02-24 | PO found in BIOMED/Phase 3A/Procurement Documentation/PACU
1059456 | Physiologic Monitor Modules, Exhaled Carbon Dioxide | Physiologic Monitor Modules | Physiologic Monitor Modules, Exhaled Carbon Dioxide | Active | MSH | MSH | 7 | PACU | PACU | Philips Healthcare | 867041 - Microstream Extension | DE69779158 | 2021-02-24 |  | 2022-02-24 | PO found in BIOMED/Phase 3A/Procurement Documentation/PACU
1059457 | Physiologic Monitor Modules, Exhaled Carbon Dioxide | Physiologic Monitor Modules | Physiologic Monitor Modules, Exhaled Carbon Dioxide | Active | MSH | MSH | 7 | PACU | PACU | Philips Healthcare | 867041 - Microstream Extension | DE69779161 | 2021-02-24 |  | 2022-02-24 | PO found in BIOMED/Phase 3A/Procurement Documentation/PACU
1059458 | Physiologic Monitor Modules, Exhaled Carbon Dioxide | Physiologic Monitor Modules | Physiologic Monitor Modules, Exhaled Carbon Dioxide | Active | MSH | MSH | 7 | PACU | PACU | Philips Healthcare | 867041 - Microstream Extension | DE69779162 | 2021-02-24 |  | 2022-02-24 | PO found in BIOMED/Phase 3A/Procurement Documentation/PACU
1059459 | Physiologic Monitor Modules, Exhaled Carbon Dioxide | Physiologic Monitor Modules | Physiologic Monitor Modules, Exhaled Carbon Dioxide | Active | MSH | MSH | 7 | PACU | PACU | Philips Healthcare | 867041 - Microstream Extension | DE69779163 | 2021-02-24 |  | 2022-02-24 | PO found in BIOMED/Phase 3A/Procurement Documentation/PACU
1059460 | Physiologic Monitor Modules, Exhaled Carbon Dioxide | Physiologic Monitor Modules | Physiologic Monitor Modules, Exhaled Carbon Dioxide | Active | MSH | MSH | 7 | PACU | PACU | Philips Healthcare | 867041 - Microstream Extension | DE69779164 | 2021-02-24 |  | 2022-02-24 | PO found in BIOMED/Phase 3A/Procurement Documentation/PACU
1059461 | Physiologic Monitor Modules, Exhaled Carbon Dioxide | Physiologic Monitor Modules | Physiologic Monitor Modules, Exhaled Carbon Dioxide | Active | MSH | MSH | 7 | PACU | PACU | Philips Healthcare | 867041 - Microstream Extension | DE69779165 | 2021-02-24 |  | 2022-02-24 | PO found in BIOMED/Phase 3A/Procurement Documentation/PACU
1059462 | Physiologic Monitor Modules, Exhaled Carbon Dioxide | Physiologic Monitor Modules | Physiologic Monitor Modules, Exhaled Carbon Dioxide | Active | MSH | MSH | 7 | PACU | PACU | Philips Healthcare | 867041 - Microstream Extension | DE69779167 | 2021-02-24 |  | 2022-02-24 | PO found in BIOMED/Phase 3A/Procurement Documentation/PACU
1059463 | Physiologic Monitor Modules, Exhaled Carbon Dioxide | Physiologic Monitor Modules | Physiologic Monitor Modules, Exhaled Carbon Dioxide | Active | MSH | MSH | 7 | PACU | PACU | Philips Healthcare | 867041 - Microstream Extension | DE69779169 | 2021-02-24 |  | 2022-02-24 | PO found in BIOMED/Phase 3A/Procurement Documentation/PACU
1059464 | Physiologic Monitor Modules, Exhaled Carbon Dioxide | Physiologic Monitor Modules | Physiologic Monitor Modules, Exhaled Carbon Dioxide | Active | MSH | MSH | 7 | PACU | PACU | Philips Healthcare | 867041 - Microstream Extension | DE69779171 | 2021-02-24 |  | 2022-02-24 | PO found in BIOMED/Phase 3A/Procurement Documentation/PACU
1059465 | Physiologic Monitor Modules, Exhaled Carbon Dioxide | Physiologic Monitor Modules | Physiologic Monitor Modules, Exhaled Carbon Dioxide | Active | MSH | MSH | 7 | PACU | PACU | Philips Healthcare | 867041 - Microstream Extension | DE69779175 | 2021-02-24 |  | 2022-02-24 | PO found in BIOMED/Phase 3A/Procurement Documentation/PACU
1059495 | Thermometers, Electronic, Thermistor/Thermocouple, Patient | Thermometers | Thermometers, Electronic, Thermistor/Thermocouple, Patient | Active | MSH | MSH | 15M | Nursing 15 Murray/Antenatal | Antenatal | Cardinal Health Canada Inc | Filac 3000 AD | A1760651X | 2021-03-04 | 249 | 2023-08-18 | Thermometers, Electronic
1059496 | Thermometers, Electronic, Thermistor/Thermocouple, Patient | Thermometers | Thermometers, Electronic, Thermistor/Thermocouple, Patient | Active | MSH | MSH | 15U | Obstetrical Suite (L&D) | L&D - 15th Floor | Cardinal Health Canada Inc | Filac 3000 AD | A2060391X | 2021-03-04 | 249 | 2023-08-18 | Thermometers, Electronic
1059497 | Thermometers, Electronic, Thermistor/Thermocouple, Patient | Thermometers | Thermometers, Electronic, Thermistor/Thermocouple, Patient | Active | MSH | MSH | 17U | NICU | NICU | Cardinal Health Canada Inc | Filac 3000 AD | A2060302X | 2021-03-04 | 249 | 2023-08-18 | Thermometers, Electronic
1059498 | Thermometers, Electronic, Thermistor/Thermocouple, Patient | Thermometers | Thermometers, Electronic, Thermistor/Thermocouple, Patient | Active | MSH | MSH | 17U | NICU | NICU | Cardinal Health Canada Inc | Filac 3000 AD | A2060343X | 2021-03-04 | 249 | 2023-08-18 | Thermometers, Electronic
1059499 | Thermometers, Electronic, Thermistor/Thermocouple, Patient | Thermometers | Thermometers, Electronic, Thermistor/Thermocouple, Patient | Active | MSH | MSH | 17U | NICU | NICU | Cardinal Health Canada Inc | Filac 3000 AD | A2060396X | 2021-03-04 | 249 | 2023-08-18 | Thermometers, Electronic
1059517 | Nerve Integrity Monitor | Nerve Integrity Monitor | Nerve Integrity Monitor | Active | MSH | MSH | 7 | SURGICAL SUITE (COMBINED WITH CYSTO) | 7th Floor - OR | Medtronic of Canada | NIM-RESPONSE | C2026023 | 2021-03-03
1059518 | Nerve Integrity Monitor | Nerve Integrity Monitor | Nerve Integrity Monitor | Active | MSH | MSH | 7 | SURGICAL SUITE (COMBINED WITH CYSTO) | 7th Floor - OR | Medtronic of Canada | NIM-RESPONSE | C2026020 | 2021-03-03
1059519 | Nerve Integrity Monitor | Nerve Integrity Monitor | Nerve Integrity Monitor | Active | MSH | MSH | 7 | SURGICAL SUITE (COMBINED WITH CYSTO) | 7th Floor - OR | Medtronic of Canada | NIM-RESPONSE | C2026243 | 2021-03-03
1059524 | Wisper Jet Patient Box | Wisper Jet Patient Box | Wisper Jet Patient Box | Active | MSH | MSH | 17U | Respiratory Therapy | NICU | Bunnell | 312 | B1404 | 2019-02-27 | 1001 | 2020-02-27
1059530 | Monitors, Physiologic, Central Station | Monitors, Physiologic | Monitors, Physiologic, Central Station | Active | MSH | MSH | 7 | PACU | PACU | Philips Healthcare | 866424 - PIIC iXC | MXL1023261 | 2021-03-05 | 2755 | 2022-03-05 | PACU Phase 3A Revision N PO found in BIOMED/Phase 3A/Procurement Documentation/PACU
1059531 | Monitors, Physiologic, Central Station | Monitors, Physiologic | Monitors, Physiologic, Central Station | Active | MSH | MSH | 7 | PACU | PACU | Philips Healthcare | 866424 - PIIC iXC | MXL102329B | 2021-03-05 | 2755 | 2022-03-05 | PACU Phase 3A Revision N PO found in BIOMED/Phase 3A/Procurement Documentation/PACU
1059532 | Monitors, Physiologic, Central Station | Monitors, Physiologic | Monitors, Physiologic, Central Station | Active | MSH | MSH | 7 | PACU | PACU | Philips Healthcare | 866424 - PIIC iXC | MXL1023274 | 2021-03-05 | 2755 | 2022-03-05 | PACU Phase 3A Revision N PO found in BIOMED/Phase 3A/Procurement Documentation/PACU
1059533 | Monitors, Physiologic, Central Station | Monitors, Physiologic | Monitors, Physiologic, Central Station | Active | MSH | MSH | 7 | PACU | PACU | Philips Healthcare | 866424 - PIIC iXC | MXL102327D | 2021-03-05 | 2755 | 2022-03-05 | PACU Phase 3A Revision N PO found in BIOMED/Phase 3A/Procurement Documentation/PACU
1059534 | Monitors, Physiologic, Central Station | Monitors, Physiologic | Monitors, Physiologic, Central Station | Active | MSH | MSH | 7 | PACU | PACU | Philips Healthcare | 866424 - PIIC iXC | MXL102324Z | 2021-03-05 | 2755 | 2022-03-05 | PACU Phase 3A Revision N PO found in BIOMED/Phase 3A/Procurement Documentation/PACU
1059535 | Laryngoscopes, Video | Laryngoscopes | Laryngoscopes, Video | Active | MSH | MSH | 1 | Biomedical Engineering | 1st Floor | STORZ INSTRUMENT CO | TP101 - Telepack+ | TP015313 | 2021-02-08 |  |  | Model: TP101 - Telepack+
1059536 | Ultrasound - POCUS | Scanning Systems | Scanning Systems, Ultrasonic | Active | MSH | MSH | 15M | Anesthesia | MSH OB ANAES 15th Floor - Murray Side | SonoSite (FujiFilm) | P20680-14 - Edge II | 0 | 2021-03-08 |  |  | ACCEPTANCE 75 mOHM 202 uA LAN MAC 00:08:FB:32:40:3A WIRELESS NA
1059541 | Monitors, Physiologic, Central Station, Overview | Monitors, Physiologic | Monitors, Physiologic, Central Station | Active | MSH | MSH | 17U | NICU | NICU | Philips Healthcare | 866424 - PIIC iXC | MXL0022ZD6 | 2020-04-09 | 7920 | 2021-04-09 | Unit was purchased in 2020 -installing in april 2021- after 1 year-warranty is already over by the time unit is going to be used Located in NICU NICU5O
1059542 | Monitors, Physiologic, Central Station, Overview | Monitors, Physiologic | Monitors, Physiologic, Central Station | Active | MSH | MSH | 17U | NICU | NICU | Philips Healthcare | 866424 - PIIC iXC | MXL0022ZBY | 2020-04-09 | 7920 | 2021-04-09 | Unit was purchased in 2020 -installing in april 2021- after 1 year-warranty is already over by the time unit is going to be used Located in NICU NICU8O
1059543 | Monitors, Physiologic, Central Station, Overview | Monitors, Physiologic | Monitors, Physiologic, Central Station | Active | MSH | MSH | 17U | NICU | NICU | Philips Healthcare | 866424 - PIIC iXC | MXL0022ZR2 | 2020-04-09 | 7920 | 2021-04-09 | Unit was purchased in 2020 -installing in april 2021- after 1 year-warranty is already over by the time unit is going to be used Located in NICU NICU1S
1059544 | Monitors, Physiologic, Central Station, Overview | Monitors, Physiologic | Monitors, Physiologic, Central Station | Active | MSH | MSH | 1 | Biomedical Engineering | Biomed | Philips Healthcare | 866424 - PIIC iXC | MXL0022YGK | 2020-04-09 | 7920 | 2021-04-09 | Unit was purchased in 2020 -installing in april 2021- after 1 year-warranty is already over by the time unit is going to be used Located in NICU NICU2O As of FEB2023, this PC is now the Biomed spare and is configured for Biomed as MSHBIOMED1S - 172.31.16.41
1059545 | Monitors, Physiologic, Central Station, Overview | Monitors, Physiologic | Monitors, Physiologic, Central Station | Active | MSH | MSH | 17U | NICU | NICU | Philips Healthcare | 866424 - PIIC iXC | MXL0022YHN | 2020-04-09 | 7920 | 2021-04-09 | Unit was purchased in 2020 -installing in april 2021- after 1 year-warranty is already over by the time unit is going to be used Brandon informed that the PC unit will be placed next to 3 central stations Located in Resus NICUR1O
1059546 | Monitors, Physiologic, Central Station, Overview | Monitors, Physiologic | Monitors, Physiologic, Central Station | Active | MSH | MSH | 17U | NICU | NICU | Philips Healthcare | 866424 - PIIC iXC | MXL0022YKW | 2020-04-09 | 7920 | 2021-04-09 | Unit was purchased in 2020 -installing in april 2021- after 1 year-warranty is already over by the time unit is going to be used Located in NICU NICU3O
1059547 | Monitors, Physiologic, Central Station, Overview | Monitors, Physiologic | Monitors, Physiologic, Central Station | Active | MSH | MSH | 17U | NICU | NICU | Philips Healthcare | 866424 - PIIC iXC | MXL0022YHB | 2020-04-09 | 7920 | 2021-04-09 | Unit was purchased in 2020 -installing in april 2021- after 1 year-warranty is already over by the time unit is going to be used Located in NICU NICU11O
1059548 | Monitors, Physiologic, Central Station, Overview | Monitors, Physiologic | Monitors, Physiologic, Central Station | Active | MSH | MSH | 17U | NICU | NICU | Philips Healthcare | 866424 - PIIC iXC | MXL0022YHZ | 2020-04-09 | 7920 | 2021-04-09 | Unit was purchased in 2020 -installing in april 2021- after 1 year-warranty is already over by the time unit is going to be used Located in NICU NICU9O
1059549 | Monitors, Physiologic, Central Station, Overview | Monitors, Physiologic | Monitors, Physiologic, Central Station | Active | MSH | MSH | 7 | SURGICAL SUITE (COMBINED WITH CYSTO) | OR-SW CLOSET | Philips Healthcare | 866424 - PIIC iXC | MXL0022ZFV | 2020-04-09 | 7920 | 2021-04-09 | Unit was purchased in 2020 -installing in april 2021- after 1 year-warranty is already over by the time unit is going to be used Being installed on 7th floor in SW closet as Patient Link for main ORs ,L&D ORs and Radiology (5th floor) Originally purchased for L&D conference room as an overview, no longer needed.
1059550 | Monitors, Physiologic, Central Station, Overview | Monitors, Physiologic | Monitors, Physiologic, Central Station | Active | MSH | MSH | 17U | NICU | NICU | Philips Healthcare | 866424 - PIIC iXC | MXL0022ZDZ | 2020-04-09 | 7920 | 2021-04-09 | Unit was purchased in 2020 -installing in april 2021- after 1 year-warranty is already over by the time unit is going to be used Located in the Biomed shop Loacted in the NICU as of FEB2023 - Configured for the NICU as Overview 2
1059551 | Monitors, Physiologic, Central Station, Overview | Monitors, Physiologic | Monitors, Physiologic, Central Station | Active | MSH | MSH | 15U | Obstetrical Suite (L&D) | 15th Floor - University Side | Philips Healthcare | 866424 - PIIC iXC | MXL0022ZGM | 2020-04-09 | 7920 | 2021-04-09 | Unit was purchased in 2020 -installing in april 2021- after 1 year-warranty is already over by the time unit is going to be used Brandon informed that the PC unit will be placed next to Telemetry station on 15 th floor-L & D LandD1S Monitor
1059552 | Monitors, Physiologic, Central Station, Overview | Monitors, Physiologic | Monitors, Physiologic, Central Station | Active | MSH | MSH | 17U | NICU | NICU | Philips Healthcare | 866424 - PIIC iXC | MXL0022ZGW | 2020-04-09 | 7920 | 2021-04-09 | Unit was purchased in 2020 -installing in april 2021- after 1 year-warranty is already over by the time unit is going to be used Located in NICU NICU2S Monitor
1059553 | Monitors, Physiologic, Central Station, Overview | Monitors, Physiologic | Monitors, Physiologic, Central Station | Active | MSH | MSH | 17U | NICU | NICU | Philips Healthcare | 866424 - PIIC iXC | MXL0022ZVX | 2020-04-09 | 7920 | 2021-04-09 | Unit was purchased in 2020 -installing in april 2021- after 1 year-warranty is already over by the time unit is going to be used Located in NICU NICU3S
1059554 | Monitors, Physiologic, Central Station, Overview | Monitors, Physiologic | Monitors, Physiologic, Central Station | Active | MSH | MSH | 17U | NICU | NICU | Philips Healthcare | 866424 - PIIC iXC | MXL0022ZZR | 2020-04-09 | 7920 | 2021-04-09 | Unit was purchased in 2020 -installing in april 2021- after 1 year-warranty is already over by the time unit is going to be used Located in NICU NICU6O
1059555 | Monitors, Physiologic, Central Station, Overview | Monitors, Physiologic | Monitors, Physiologic, Central Station | Active | MSH | MSH | 15U | NICU | 15th Floor - University Side | Philips Healthcare | 866424 - PIIC iXC | MXL0023004 | 2020-04-09 | 7920 | 2021-04-09 | Unit was purchased in 2020 -installing in april 2021- after 1 year-warranty is already over by the time unit is going to be used Brandon informed that the PC unit will be placed in NICU Resus NICUR1S
1059556 | Monitors, Physiologic, Central Station, Overview | Monitors, Physiologic | Monitors, Physiologic, Central Station | Active | MSH | MSH | 17U | NICU | NICU | Philips Healthcare | 866424 - PIIC iXC | MXL002300V | 2020-04-09 | 7920 | 2021-04-09 | Unit was purchased in 2020 -installing in april 2021- after 1 year-warranty is already over by the time unit is going to be used Located in NICU NICU7O
1059557 | Monitors, Physiologic, Central Station, Overview | Monitors, Physiologic | Monitors, Physiologic, Central Station | Active | MSH | MSH | 17U | NICU | NICU | Philips Healthcare | 866424 - PIIC iXC | MXL0022ZRL | 2020-04-09 | 7920 | 2021-04-09 | Unit was purchased in 2020 -installing in april 2021- after 1 year-warranty is already over by the time unit is going to be used Located in NICU NICU10O
1059569 | Thermometers, Electronic, Infrared, Ear | Thermometers | Thermometers, Electronic, Infrared, Ear | Active | MSH | MSH | 7 | PACU | PACU | Cardinal Health Canada Inc | Genius 3 | N19867303 | 2021-03-09 |  | 2024-03-09 | PO can be found in: BIOMED/Phase 3A/Procurement Documents/PACU/Thermometers
1059570 | Thermometers, Electronic, Infrared, Ear | Thermometers | Thermometers, Electronic, Infrared, Ear | Active | MSH | MSH | 7 | PACU | PACU | Cardinal Health Canada Inc | Genius 3 | N19828685 | 2021-03-09 |  | 2024-03-09 | PO can be found in: BIOMED/Phase 3A/Procurement Documents/PACU/Thermometers
1059571 | Thermometers, Electronic, Infrared, Ear | Thermometers | Thermometers, Electronic, Infrared, Ear | Active | MSH | MSH | 7 | PACU | PACU | Cardinal Health Canada Inc | Genius 3 | N19867848 | 2021-03-09 |  | 2024-03-09 | PO can be found in: BIOMED/Phase 3A/Procurement Documents/PACU/Thermometers
1059572 | Thermometers, Electronic, Infrared, Ear | Thermometers | Thermometers, Electronic, Infrared, Ear | Active | MSH | MSH | 7 | PACU | PACU | Cardinal Health Canada Inc | Genius 3 | N19867343 | 2021-03-09 |  | 2024-03-09 | PO can be found in: BIOMED/Phase 3A/Procurement Documents/PACU/Thermometers
1059573 | Thermometers, Electronic, Infrared, Ear | Thermometers | Thermometers, Electronic, Infrared, Ear | Active | MSH | MSH | 7 | PACU | PACU | Cardinal Health Canada Inc | Genius 3 | N19828105 | 2021-03-09 |  | 2024-03-09 | PO can be found in: BIOMED/Phase 3A/Procurement Documents/PACU/Thermometers
1059574 | Thermometers, Electronic, Infrared, Ear | Thermometers | Thermometers, Electronic, Infrared, Ear | Active | MSH | MSH | 7 | PACU | PACU | Cardinal Health Canada Inc | Genius 3 | N19828336 | 2021-03-09 |  | 2024-03-09 | PO can be found in: BIOMED/Phase 3A/Procurement Documents/PACU/Thermometers
1059575 | Thermometers, Electronic, Infrared, Ear | Thermometers | Thermometers, Electronic, Infrared, Ear | Active | MSH | MSH | 7 | PACU | PACU | Cardinal Health Canada Inc | Genius 3 | N19867465 | 2021-03-09 |  | 2024-03-09 | PO can be found in: BIOMED/Phase 3A/Procurement Documents/PACU/Thermometers
1059576 | Thermometers, Electronic, Infrared, Ear | Thermometers | Thermometers, Electronic, Infrared, Ear | Active | MSH | MSH | 7 | PACU | PACU | Cardinal Health Canada Inc | Genius 3 | N19867749 | 2021-03-09 |  | 2024-03-09 | PO can be found in: BIOMED/Phase 3A/Procurement Documents/PACU/Thermometers
1059577 | Thermometers, Electronic, Infrared, Ear | Thermometers | Thermometers, Electronic, Infrared, Ear | Active | MSH | MSH | 7 | PACU | PACU | Cardinal Health Canada Inc | Genius 3 | N19867571 | 2021-03-09 |  | 2024-03-09 | PO can be found in: BIOMED/Phase 3A/Procurement Documents/PACU/Thermometers
1059578 | Thermometers, Electronic, Infrared, Ear | Thermometers | Thermometers, Electronic, Infrared, Ear | Active | MSH | MSH | 7 | PACU | PACU | Cardinal Health Canada Inc | Genius 3 | N19867558 | 2021-03-09 |  | 2024-03-09 | PO can be found in: BIOMED/Phase 3A/Procurement Documents/PACU/Thermometers
1059579 | Thermometers, Electronic, Infrared, Ear | Thermometers | Thermometers, Electronic, Infrared, Ear | Active | MSH | MSH | 7 | PACU | PACU | Cardinal Health Canada Inc | Genius 3 | N19867549 | 2021-03-09 |  | 2024-03-09 | PO can be found in: BIOMED/Phase 3A/Procurement Documents/PACU/Thermometers
1059580 | Thermometers, Electronic, Infrared, Ear | Thermometers | Thermometers, Electronic, Infrared, Ear | Active | MSH | MSH | 7 | PACU | PACU | Cardinal Health Canada Inc | Genius 3 | N19867580 | 2021-03-09 |  | 2024-03-09 | PO can be found in: BIOMED/Phase 3A/Procurement Documents/PACU/Thermometers
1059581 | Thermometers, Electronic, Infrared, Ear | Thermometers | Thermometers, Electronic, Infrared, Ear | Active | MSH | MSH | 7 | PACU | PACU | Cardinal Health Canada Inc | Genius 3 | N19828639 | 2021-03-09 |  | 2024-03-09 | PO can be found in: BIOMED/Phase 3A/Procurement Documents/PACU/Thermometers
1059583 | Thermometers, Electronic, Infrared, Ear | Thermometers | Thermometers, Electronic, Infrared, Ear | Active | MSH | MSH | 7 | PACU | PACU | Cardinal Health Canada Inc | Genius 3 | N19867861 | 2021-03-09 |  | 2024-03-09 | PO can be found in: BIOMED/Phase 3A/Procurement Documents/PACU/Thermometers
1059584 | Thermometers, Electronic, Infrared, Ear | Thermometers | Thermometers, Electronic, Infrared, Ear | Active | MSH | MSH | 7 | PACU | PACU | Cardinal Health Canada Inc | Genius 3 | N19867579 | 2021-03-09 |  | 2024-03-09 | PO can be found in: BIOMED/Phase 3A/Procurement Documents/PACU/Thermometers
1059585 | Thermometers, Electronic, Infrared, Ear | Thermometers | Thermometers, Electronic, Infrared, Ear | Active | MSH | MSH | 7 | PACU | PACU | Cardinal Health Canada Inc | Genius 3 | N19867467 | 2021-03-09 |  | 2024-03-09 | PO can be found in: BIOMED/Phase 3A/Procurement Documents/PACU/Thermometers
1059586 | Thermometers, Electronic, Infrared, Ear | Thermometers | Thermometers, Electronic, Infrared, Ear | Active | MSH | MSH | 7 | PACU | PACU | Cardinal Health Canada Inc | Genius 3 | N19867475 | 2021-03-09 |  | 2024-03-09 | PO can be found in: BIOMED/Phase 3A/Procurement Documents/PACU/Thermometers
1059587 | Thermometers, Electronic, Infrared, Ear | Thermometers | Thermometers, Electronic, Infrared, Ear | Active | MSH | MSH | 7 | PACU | PACU | Cardinal Health Canada Inc | Genius 3 | N19828640 | 2021-03-09 |  | 2024-03-09 | PO can be found in: BIOMED/Phase 3A/Procurement Documents/PACU/Thermometers
1059588 | Thermometers, Electronic, Infrared, Ear | Thermometers | Thermometers, Electronic, Infrared, Ear | Active | MSH | MSH | 7 | PACU | PACU | Cardinal Health Canada Inc | Genius 3 | N19867758 | 2021-03-09 |  | 2024-03-09 | PO can be found in: BIOMED/Phase 3A/Procurement Documents/PACU/Thermometers
1059589 | Thermometers, Electronic, Infrared, Ear | Thermometers | Thermometers, Electronic, Infrared, Ear | Active | MSH | MSH | 7 | PACU | PACU | Cardinal Health Canada Inc | Genius 3 | N19828677 | 2021-03-09 |  | 2024-03-09 | PO can be found in: BIOMED/Phase 3A/Procurement Documents/PACU/Thermometers
1059590 | Thermometers, Electronic, Infrared, Ear | Thermometers | Thermometers, Electronic, Infrared, Ear | Active | MSH | MSH | 7 | PACU | PACU | Cardinal Health Canada Inc | Genius 3 | N19867584 | 2021-03-09 |  | 2024-03-09 | PO can be found in: BIOMED/Phase 3A/Procurement Documents/PACU/Thermometers
1059592 | Thermometers, Electronic, Infrared, Ear | Thermometers | Thermometers, Electronic, Infrared, Ear | Active | MSH | MSH | 7 | PACU | PACU | Cardinal Health Canada Inc | Genius 3 | N19867388 | 2021-03-09 |  | 2024-03-09 | PO can be found in: BIOMED/Phase 3A/Procurement Documents/PACU/Thermometers
1059593 | Thermometers, Electronic, Infrared, Ear | Thermometers | Thermometers, Electronic, Infrared, Ear | Active | MSH | MSH | 7 | PACU | PACU | Cardinal Health Canada Inc | Genius 3 | N19867412 | 2021-03-09 |  | 2024-03-09 | PO can be found in: BIOMED/Phase 3A/Procurement Documents/PACU/Thermometers
1059594 | Thermometers, Electronic, Infrared, Ear | Thermometers | Thermometers, Electronic, Infrared, Ear | Active | MSH | MSH | 7 | PACU | PACU | Cardinal Health Canada Inc | Genius 3 | N19867683 | 2021-03-09 |  | 2024-03-09 | PO can be found in: BIOMED/Phase 3A/Procurement Documents/PACU/Thermometers
1059595 | Thermometers, Electronic, Infrared, Ear | Thermometers | Thermometers, Electronic, Infrared, Ear | Active | MSH | MSH | 7 | PACU | PACU | Cardinal Health Canada Inc | Genius 3 | N19867421 | 2021-03-09 |  | 2024-03-09 | PO can be found in: BIOMED/Phase 3A/Procurement Documents/PACU/Thermometers
1059596 | Thermometers, Electronic, Infrared, Ear | Thermometers | Thermometers, Electronic, Infrared, Ear | Active | MSH | MSH | 7 | PACU | PACU | Cardinal Health Canada Inc | Genius 3 | N19867676 | 2021-03-09 |  | 2024-03-09 | PO can be found in: BIOMED/Phase 3A/Procurement Documents/PACU/Thermometers
1059597 | Thermometers, Electronic, Infrared, Ear | Thermometers | Thermometers, Electronic, Infrared, Ear | Active | MSH | MSH | 7 | PACU | PACU | Cardinal Health Canada Inc | Genius 3 | N19867857 | 2021-03-09 |  | 2024-03-09 | PO can be found in: BIOMED/Phase 3A/Procurement Documents/PACU/Thermometers
1059598 | Thermometers, Electronic, Infrared, Ear | Thermometers | Thermometers, Electronic, Infrared, Ear | Active | MSH | MSH | 7 | PACU | PACU | Cardinal Health Canada Inc | Genius 3 | N19867434 | 2021-03-09 |  | 2024-03-09 | PO can be found in: BIOMED/Phase 3A/Procurement Documents/PACU/Thermometers
1059603 | Thermometers, Electronic, Thermistor/Thermocouple, Patient | Thermometers | Thermometers, Electronic, Thermistor/Thermocouple, Patient | Active | MSH | MSH | 15U | Obstetrical Suite (L&D) | L&D | Cardinal Health Canada Inc | Filac 3000 AD | A2060299X | 2021-03-10 | 249 | 2023-10-03 | THERMOMETER - 3 YEARS WARRANTY, AND PROBE- 1 YEAR WARRANTY
1059605 | Monitors, Physiologic, Multipurpose, Bedside | SH Monitors, Physiologic | Monitors, Physiologic, Multipurpose, Bedside | Active | MSH | MSH | 1 | Biomedical Engineering | 1st Floor | Philips Healthcare (Canada) | IntelliVue MX800 (865240) | TEST ASSET | 2021-03-10
1059618 | Microscopes, Light, Laboratory, Inverted Stage | Microscopes | Microscopes, Light, Laboratory, Inverted Stage | Active | MSH | MSH | 7 | Cystoscopy | OR | LEICA CANADA INC. | DM IL LED-11521266 | 526592 | 2021-03-11
1059636 | Waterless Milk Warmer | WARMERS | WARMERS, SOLUTION | Active | MSH | MSH | 17U | NICU | NICU | MEDELA INC | 87115 | 1453058 | 2021-03-12 |  | 2022-03-12
1059637 | Waterless Milk Warmer | WARMERS | WARMERS, SOLUTION | Active | MSH | MSH | 17U | NICU | NICU | MEDELA INC | 87115 | 1453098 | 2021-03-12 |  | 2022-03-12
1059638 | Waterless Milk Warmer | WARMERS | WARMERS, SOLUTION | Active | MSH | MSH | 17U | NICU | NICU | MEDELA INC | 87115 | 1453127 | 2021-03-12 |  | 2022-03-12
1059639 | Waterless Milk Warmer | WARMERS | WARMERS, SOLUTION | Active | MSH | MSH | 17U | NICU | NICU | MEDELA INC | 87115 | 1453130 | 2021-03-12 |  | 2022-03-12
1059640 | Waterless Milk Warmer | WARMERS | WARMERS, SOLUTION | Active | MSH | MSH | 17U | NICU | NICU | MEDELA INC | 87115 | 1453136 | 2021-03-12 |  | 2022-03-12
1059655 | Monitors, Bedside, Fetal | Monitors | Monitors, Bedside, Fetal | Active | MSH | MSH | 15U | Obstetrical Suite (L&D) | L&D | Philips Healthcare | M2705A - FM50 | DE66118497 | 2021-03-15 | 17998.8008 | 2022-03-15 | Triplet Monitoring , S.W: L.33.61 ** Spare Fetal monitor for L&D, to be used when fetal monitor from room is malfunctioning**
1059656 | Lights, Examination | Lights | Lights, Examination | Active | MSH | MSH | 15U | Obstetrical Suite (L&D) | L&D | Welch Allyn | 48810 | NA | 2021-03-15 | 905.6 | 2026-03-10 | WA-48810 $1019.59 - Light WA-48950 $432.79 - Roll stand
1059657 | Lights, Examination | Lights | Lights, Examination | Active | MSH | MSH | 15U | Obstetrical Suite (L&D) | L&D | Welch Allyn | 48810 | LOT 2331 | 2021-03-15 | 905.6 | 2026-03-10 | WA-48810 $1019.59 - Light WA-48950 $432.79 - Roll stand
1059658 | Transducer, Fetal Monitoring | Transducer | Transducer, Fetal Monitoring | Active | MSH | MSH | 15U | Obstetrical Suite (L&D) | L&D | Philips Healthcare | M2736A | DE433G7749 | 2021-03-15 |  | 2022-03-15 | Purchased with FM 1059655
1059659 | Transducer, Fetal Monitoring | Transducer | Transducer, Fetal Monitoring | Active | MSH | MSH | 15U | Obstetrical Suite (L&D) | L&D | Philips Healthcare | M2736A | DE433G7664 | 2021-03-15 |  | 2022-03-15 | Purchased with FM 1059655
1059660 | Transducer, Fetal Monitoring | Transducer | Transducer, Fetal Monitoring | Active | MSH | MSH | 15U | Obstetrical Suite (L&D) | L&D | Philips Healthcare | M2736A | DE433G7740 | 2021-03-15 |  | 2022-03-15 | Purchased with FM 1059655
1059661 | Transducer, Fetal Monitoring | Transducer | Transducer, Fetal Monitoring | Active | MSH | MSH | 15U | Obstetrical Suite (L&D) | L&D | Philips Healthcare | M2734B | DE43231805 | 2021-03-15 |  | 2022-03-15 | Purchased with FM 1059655
1059669 | MONITOR | Monitor | MONITOR | Active | MSH | MSH | 7 | Anesthesia | 7th Floor | KARL STORZ ENDOSCOPY-AMERICA INC | 8403 XSI | UP25110 | 2021-03-17
1059670 | MONITOR | Monitor | MONITOR | Active | MSH | MSH | 7 | Anesthesia | 7th Floor | KARL STORZ ENDOSCOPY-AMERICA INC | 8403 XSI | UP25367 | 2021-03-17
1059671 | MONITOR | Monitor | MONITOR | Active | MSH | MSH | 7 | Anesthesia | 7th Floor | KARL STORZ ENDOSCOPY-AMERICA INC | 8403 XSI | UP25112 | 2021-03-17
1059688 | Thermometers, Electronic, Infrared | Thermometers | Thermometers, Electronic, Infrared | Active | MSH | MSH | 7 | PACU | PACU | Cardinal Health Canada Inc | Genius 2 | N19828984 | 2021-03-18 | 195
1059689 | Smoke Evacuation Systems, Surgical | Smoke Evacuation Systems | Smoke Evacuation Systems, Surgical | Active | MSH | MSH | 7 | SURGICAL SUITE (COMBINED WITH CYSTO) | OR 9 | KLS Martin | marVAC LAP | MR402L0300160602 | 2021-03-18 |  | 2018-02-07 | Unit is on consignment ( at no cost, cost is covered by consumables purchases).
1059690 | Smoke Evacuation Systems, Surgical | Smoke Evacuation Systems | Smoke Evacuation Systems, Surgical | Active | MSH | MSH | 7 | SURGICAL SUITE (COMBINED WITH CYSTO) | OR 8 | KLS Martin | marVAC LAP | MR402L0300160901 | 2021-03-18 |  | 2018-02-07 | Unit is on consignment ( at no cost, cost is covered by consumables purchases).
1059691 | Smoke Evacuation Systems, Surgical | Smoke Evacuation Systems | Smoke Evacuation Systems, Surgical | Active | MSH | MSH | 7 | SURGICAL SUITE (COMBINED WITH CYSTO) | OR 3 | KLS Martin | marVAC LAP | MR402L0300160935 | 2021-03-18 |  | 2018-02-07 | Unit is on consignment ( at no cost, cost is covered by consumables purchases).
1059692 | Smoke Evacuation Systems, Surgical | Smoke Evacuation Systems | Smoke Evacuation Systems, Surgical | Active | MSH | MSH | 7 | SURGICAL SUITE (COMBINED WITH CYSTO) | OR 2 | KLS Martin | marVAC LAP | MR402L0300160917 | 2021-03-18 |  | 2018-02-07 | Unit is on consignment ( at no cost, cost is covered by consumables purchases).
1059693 | Smoke Evacuation Systems, Surgical | Smoke Evacuation Systems | Smoke Evacuation Systems, Surgical | Active | MSH | MSH | 7 | SURGICAL SUITE (COMBINED WITH CYSTO) | OR 9 | KLS Martin | marVAC LAP | MR402L0300160551 | 2021-03-18 |  | 2018-02-07 | Unit is on consignment ( at no cost, cost is covered by consumables purchases).
1059696 | Smoke Evacuation Systems, Surgical | Smoke Evacuation Systems | Smoke Evacuation Systems, Surgical | Active | MSH | MSH | 7 | SURGICAL SUITE (COMBINED WITH CYSTO) | OR 1 | KLS Martin | marVAC LAP | MR402L0300160760 | 2021-03-18 |  | 2018-02-07 | Unit is on consignment ( at no cost, cost is covered by consumables purchases).
1059697 | Smoke Evacuation Systems, Surgical | Smoke Evacuation Systems | Smoke Evacuation Systems, Surgical | Active | MSH | MSH | 7 | SURGICAL SUITE (COMBINED WITH CYSTO) | OR 3 | KLS Martin | marVAC LAP | MR402L0300150514 | 2021-03-18 |  | 2018-02-07 | Unit is on consignment ( at no cost, cost is covered by consumables purchases).
1059698 | Smoke Evacuation Systems, Surgical | Smoke Evacuation Systems | Smoke Evacuation Systems, Surgical | Active | MSH | MSH | 7 | SURGICAL SUITE (COMBINED WITH CYSTO) | 7th Floor - OR | KLS Martin | marVAC LAP | MR402L0300150403 | 2021-03-18 |  | 2018-02-07 | Unit is on consignment ( at no cost, cost is covered by consumables purchases).
1059699 | Smoke Evacuation Systems, Surgical | Smoke Evacuation Systems | Smoke Evacuation Systems, Surgical | Active | MSH | MSH | 7 | SURGICAL SUITE (COMBINED WITH CYSTO) | OR 5 | KLS Martin | marVAC LAP | MR402L0300160849 | 2021-03-18 |  | 2018-02-07 | Unit is on consignment ( at no cost, cost is covered by consumables purchases).
1059700 | Smoke Evacuation Systems, Surgical | Smoke Evacuation Systems | Smoke Evacuation Systems, Surgical | Active | MSH | MSH | 7 | SURGICAL SUITE (COMBINED WITH CYSTO) | OR 13 | KLS Martin | marVAC LAP | MR402L0302170142 | 2021-03-18 |  | 2018-02-07 | Unit is on consignment ( at no cost, cost is covered by consumables purchases).
1059701 | Air-oxygen Blender | Air-oxygen Blender | Air-oxygen Blender | Active | MSH | MSH | 17U | Respiratory Therapy | NICU | Sechrist Industries | HL3500 | H38756 | 1998-01-01 | 0 | 1999-01-01
1059702 | Air-oxygen Blender | Air-oxygen Blender | Air-oxygen Blender | Active | MSH | MSH | 17U | Respiratory Therapy | NICU | Sechrist Industries | HL3500 | H38762 | 1998-01-01 | 0 | 1999-01-01
1059703 | Air-oxygen Blender | Air-oxygen Blender | Air-oxygen Blender | Active | MSH | MSH | 17U | Respiratory Therapy | NICU | Sechrist Industries | HL3500 | H38753 | 1998-01-01 | 0 | 1999-01-01
1059704 | Air-oxygen Blender | Air-oxygen Blender | Air-oxygen Blender | Active | MSH | MSH | 17U | Respiratory Therapy | NICU | Sechrist Industries | HL3500 | H38758 | 1998-01-01 | 0 | 1999-01-01
1059706 | Air-oxygen Blender | Air-oxygen Blender | Air-oxygen Blender | Active | MSH | MSH | 17U | Respiratory Therapy | NICU | Sechrist Industries | HL3500 | H43734 | 1998-01-01 | 0 | 1999-01-01
1059709 | ELECTROCARDIOGRAPHS, MULTI-CHANNEL | Electrocardiographs | Electrocardiographs, Multichannel | Active | MSH | MSH | 7 | PACU | PACU | Philips Healthcare | 860315 - TC70 | US22134356 | 2020-04-01 | 20001 | 2022-03-19 | Battery Li. Triton 16 lead PIM, s/n . Replaces . Prints 2 copies.
1059710 | ELECTROCARDIOGRAPHS, MULTI-CHANNEL | Electrocardiographs | Electrocardiographs, Multichannel | Active | MSH | MSH | 7 | PACU | PACU | Philips Healthcare | 860315 - TC70 | US22134357 | 2020-04-01 | 20001 | 2022-03-19 | Battery Li. Triton 16 lead PIM, s/n . Replaces . Prints 2 copies.
1059711 | ELECTROCARDIOGRAPHS, MULTI-CHANNEL | Electrocardiographs | Electrocardiographs, Multichannel | Active | MSH | MSH | 7 | PACU | PACU | Philips Healthcare | 860315 - TC70 | US22134358 | 2020-04-01 | 20001 | 2022-03-19 | Battery Li. Triton 16 lead PIM, s/n .
1059712 | Switch | Switch | Switch | Active | MSH | MSH | 7 | SURGICAL SUITE (COMBINED WITH CYSTO) | SW | Philips Healthcare | 866427 | FJC24491JY1 | 2021-03-19 | 2857.8 | 2022-03-19 | 24 Port UTP/FX Switch Service # 453564483441 7SW-DISTB 172.31.23.22
1059713 | Switch | Switch | Switch | Active | MSH | MSH | 7 | PACU | SE | Philips Healthcare | 866427 | FJC24491MWS | 2021-03-19 | 2857.8 | 2022-03-19 | 24 Port UTP/FX Switch Service # 453564483441 7SE-ACCESS1 172.31.23.28
1059714 | Switch | Switch | Switch | Active | MSH | MSH | 7 | PACU | SE | Philips Healthcare | 866427 | FJC24491PFO | 2021-03-19 | 2857.8 | 2022-03-19 | 24 Port UTP/FX Switch Service # 453564483441 7SE-DISTB 172.31.23.27
1059735 | Switch | Switch | Switch | Active | MSH | MSH | 3 | Emergency | EMERG | Philips Healthcare | 866427 | FJC24491NUZ | 2021-03-19 |  | 2022-03-19 | Ed Trauma Phase 3A
1059736 | Switch | Switch | Switch | Active | MSH | MSH | 3 | Emergency | EMERG | Philips Healthcare | 866427 | FJC24491MRE | 2021-03-19 |  | 2022-03-19 | Ed Trauma Phase 3A
1059742 | Transducer, Fetal Monitoring | Transducer | Transducer, Fetal Monitoring | Active | MSH | MSH | 15U | Obstetrical Suite (L&D) | L&D | Philips Healthcare | 866076 | DE45002057 | 2017-04-12
1059743 | Transducer, Fetal Monitoring | Transducer | Transducer, Fetal Monitoring | Active | MSH | MSH | 15U | Obstetrical Suite (L&D) | L&D | Philips Healthcare | 866076 | DE45002072 | 2017-04-12
1059744 | Hand Held Doppler w/display | Hand Held Doppler w/display | Hand Held Doppler w/display | Active | MSH | MSH | 15U | Obstetrical Suite (L&D) | L&D | WALLACH SURGICAL DEVICES INC | L250 | 2019110027 | 2021-03-23 | 750 | 2023-03-23 | Vendor: STAT Medical Roll Stand for LifeDop Doppler with Basket- $484 2MHz waterproof doppler # 276042
1059745 | Hand Held Doppler w/display | Hand Held Doppler w/display | Hand Held Doppler w/display | Active | MSH | MSH | 15U | Obstetrical Suite (L&D) | L&D | WALLACH SURGICAL DEVICES INC | L250 | 2018120019 | 2021-03-23 | 750 | 2023-03-23 | Vendor: STAT Medical Roll Stand for LifeDop Doppler with Basket- $484 2MHz waterproof doppler # 276042
1059746 | Hand Held Doppler w/display | Hand Held Doppler w/display | Hand Held Doppler w/display | Active | MSH | MSH | 15U | Obstetrical Suite (L&D) | L&D | WALLACH SURGICAL DEVICES INC | L250 | 2023030075 | 2021-03-23 | 750 | 2023-03-23 | Vendor: STAT Medical Roll Stand for LifeDop Doppler with Basket- $484 2MHz waterproof doppler # 276042
1059747 | Tympanic Thermometer | Tympanic Thermometer | Tympanic Thermometer | Active | BH | BH | 9S | Bridgepoint | 9th Floor - South Side | Cardinal Health Canada Inc | Genius 3 | N19827060 | 2020-04-27 | 249 | 2023-04-24
1059748 | Tympanic Thermometer | Tympanic Thermometer | Tympanic Thermometer | Active | BH | BH | 9S | Bridgepoint | 9th Floor - South Side | Cardinal Health Canada Inc | Genius 3 | N19827246 | 2020-04-27 | 249 | 2023-04-24
1059749 | Tympanic Thermometer | Tympanic Thermometer | Tympanic Thermometer | Active | BH | BH | 9S | Bridgepoint | 9th Floor - South Side | Cardinal Health Canada Inc | Genius 3 | N19827469 | 2020-04-27 | 249 | 2023-04-24
1059750 | Tympanic Thermometer | Tympanic Thermometer | Tympanic Thermometer | Active | BH | BH | 9N | Bridgepoint | 9th Floor - North Side | Cardinal Health Canada Inc | Genius 3 | N19827419 | 2021-03-23 | 249 | 2023-04-24
1059751 | Tympanic Thermometer | Tympanic Thermometer | Tympanic Thermometer | Active | BH | BH | 9N | Bridgepoint | 9th Floor - North Side | Cardinal Health Canada Inc | Genius 3 | N19827068 | 2021-03-23 | 249 | 2023-04-24
1059752 | Tympanic Thermometer | Tympanic Thermometer | Tympanic Thermometer | Active | BH | BH | 9N | Bridgepoint | 9th Floor - North Side | Cardinal Health Canada Inc | Genius 3 | N19827418 | 2021-03-23 | 249 | 2023-04-24
1059756 | Uroflowmeters | Uroflowmeters | Uroflowmeters | Active | MSH | OPG | 8th Floor | Urogynaecology-OPG | 8th Floor | LABORIE,R. SURGICAL | Urocap III | UCIV14-21026512 | 2021-03-23 |  | 2022-03-23 | Urocap IV wireless Battery Powered Uroflowmeter
1059763 | Ultrasound - POCUS | Scanning Systems | Scanning Systems, Ultrasonic | Active | MSH | MSH | 15U | Obstetrical Suite (L&D) | MSH 15 L&D MSH_LD_TE7_D | Mindray | TE7 | CD7-11004055 | 2021-04-12 |  | 2026-04-12 | SYSTEM MFG JANUARY 8 2021 MOBILE TROLLEY MODEL UMT-400 SN# 7S-0C006483 MFG DEC 7 2020 PROBE MODEL C5-1s SN# 9SD12038597 MFG FEB 22 2021 REFERENCE PREVIOUS CHANGE REQ 1182 FOR TE7 CR#1361 APRIL 22 2021 MSH IT Reference Ticket# N-SD033467839 MINDRAY MDS2 DOCUMENT SEE MIG/SERF :\MIF\MIF & CHANGE REQ\MSH OBS TE7 D E APRIL 2021
1059764 | Ultrasound - POCUS | Scanning Systems | Scanning Systems, Ultrasonic | Active | MSH | MSH | 15U | Obstetrical Suite (L&D) | MSH 15 L&D TE7E | Mindray | TE7 | CD7-11004051 | 2021-04-12 |  | 2026-04-12 | SYSTEM MFG JANUARY 8 2021 MOBILE TROLLEY MODEL UMT-400 SN# 7S-0C006482 MFG DEC 7 2020 PROBE MODEL C5-1s SN# 9SD12038593 MFG FEB 22 2021 REFERENCE PREVIOUS CHANGE REQ 1182 FOR TE7 CR#1361 APRIL 22 2021 Reference Ticket# N-SD033467839 MINDRAY MDS2 DOCUMENT SEE MIG/SERF :\MIF\MIF & CHANGE REQ\MSH OBS TE7 D E APRIL 2021
1059778 | Wound Therapy Systems, Negative-Pressure | Negative-Pressure Wound Therapy Systems | Negative-Pressure Wound Therapy Systems | Active | MSH | MSH | 11S | Nursing 11S Medicine | 11S | KCI Kinetic Concepts Inc | 60400 | GAAC12253 | 2021-03-25 | 4325 | 2022-03-25
1059795 | Radiographic/Fluoroscopic Units, Mobile | Radiographic/Fluoroscopic Units | Radiographic/Fluoroscopic Units, Mobile | Active | MSH | MSH | 7 | JDMI - Ambulatory Radiology | 7th Floor (II # 44) | Philips Healthcare | Zenition | 1455 | 2021-03-25
1059796 | Radiographic/Fluoroscopic Units, Mobile | Radiographic/Fluoroscopic Units | Radiographic/Fluoroscopic Units, Mobile | Active | MSH | MSH | 7 | JDMI - Ambulatory Radiology | 7th Floor (II # 45) | Philips Healthcare | Zenition | 1456 | 2021-03-25
1059798 | Scanning Systems, Ultrasonic | Scanning Systems | Scanning Systems, Ultrasonic | Active | MSH | MSH | 4 | ENT Clinic | MSH 4 ENT | GE Healthcare | Logiq P9 | LP9370738 | 2021-03-30
1059810 | Radiographic/Fluoroscopic Units, Mobile | Radiographic/Fluoroscopic Units | Radiographic/Fluoroscopic Units, Mobile | Active | MSH | MSH | 7 | Cystoscopy | 7-E5-02 (II # 46) | Siemens | Cios Alpha | 2365 | 2021-03-16 |  | 2022-03-15
1059821 | Tables, Operating | Tables | Tables, Operating | Active | MSH | MSH | 7 | SURGICAL SUITE (COMBINED WITH CYSTO) | 7th Floor | Hill-Rom Canada Ltd | 111879-TruSystem 7000 | 108195784 | 2021-01-13 |  | 2022-01-13 | "Hillrom Canada 6950 Creditview Road Unit # 4 Mississauga, Ontario, L5N 0A6" Primary Contact: Martine Gilbert Phone Number: 647-389-4669
1059823 | BLADDER SCANNER | BLADDER SCANNER | BLADDER SCANNER | Active | MSH | OPG | 8th Floor | Urogynaecology-OPG | 8th Floor | Verathon Medical | Prime Plus | C1517013 | 2020-02-28 |  | 2025-02-28 | probe SN P 1514934
1059828 | HYPO/HYPERTHERMIA UNITS | HYPO/HYPERTHERMIA UNITS | HYPO/HYPERTHERMIA UNITS | Active | MSH | MSH | 17U | NICU | 17 - University | STRYKER CORP | 8001 - Altrix | 2019000100588 | 2021-03-31 | 19000 | 2022-03-31 | Needs to be disinfected before first use Clinical support line: 1-866-216-4851 available 24/7 Tammy Merrill Technical support line: 1-800-STRYKER 8-6 M-F
1059831 | Variable Speed Air Supply Unit | Variable Speed Air Supply Unit | Variable Speed Air Supply Unit | Active | MSH | MSH | 7 | SURGICAL SUITE (COMBINED WITH CYSTO) | 7th Floor | HoverTech | HTAIR1200 | 2K0702840 | 2018-12-14 | 974 | 2022-04-01
1059834 | Tourniquets, Pneumatic | Tourniquets | Tourniquets, Pneumatic | Active | MSH | MSH | 3 | Emergency | Emergency | ZIMMER INC. | ATS 4000TS | 402011030003 | 2021-04-01 | 13625 | 2024-04-01
1059835 | Tourniquets, Pneumatic | Tourniquets | Tourniquets, Pneumatic | Active | MSH | MSH | 7 | SURGICAL SUITE (COMBINED WITH CYSTO) | 7th Floor | ZIMMER INC. | ATS 4000TS | 402010210006 | 2021-04-01 | 13625 | 2024-04-01
1059836 | Tourniquets, Pneumatic | Tourniquets | Tourniquets, Pneumatic | Active | MSH | MSH | 7 | SURGICAL SUITE (COMBINED WITH CYSTO) | 7th Floor | ZIMMER INC. | ATS 4000TS | 402010210010 | 2021-04-01 | 13625 | 2024-04-01
1059837 | Tourniquets, Pneumatic | Tourniquets | Tourniquets, Pneumatic | Active | MSH | MSH | 7 | SURGICAL SUITE (COMBINED WITH CYSTO) | 7th Floor | ZIMMER INC. | ATS 4000TS | 402010210008 | 2021-04-01 | 13625 | 2024-04-01
1059838 | OPTICAL TISSUE IMAGING SYSTEM | OPTICAL TISSUE IMAGING SYSTEM | OPTICAL TISSUE IMAGING SYSTEM | Active | MSH | 60MURR | 1 | Ophthalmology Clinic | OPTHAMOLOGY 60 MURRAY ST 1st Floor | Ellex Inc | Eye Cubed | v400-12105 | 2021-04-01 |  |  | DISTRIBUTED AND SERVICED BY CLARION SHAWN ARGALL 800-668-5236 X1613 CELL 226-755-3948 125 FLEMING DRIVE, CAMBRIDGE ON, N1T 2B8 WWW.CLARIONMEDICAL.COM
1059839 | Tourniquets, Pneumatic | Tourniquets | Tourniquets, Pneumatic | Active | MSH | MSH | 7 | SURGICAL SUITE (COMBINED WITH CYSTO) | 7th Floor | ZIMMER INC. | ATS 4000TS | 402010260021 | 2021-04-01 | 13625 | 2024-04-01
1059864 | Video Systems, Endoscopic | Video Systems | Video Systems, Endoscopic | Active | MSH | MSH | 16U | Speech Language Pathology | 16th Floor - University Side | OLYMPUS CORP MEDICAL INSTRUMENT DIV | CV-170 | 711154 | 2021-03-25 |  | 2021-04-01 | ENF-V3 (Scope) 7141072 IS2027RU (Monitor) 200-355400
1059869 | Lifts, Patient Transfer | Lifts | Lifts, Patient Transfer | Active | MSH | MSH | 14S | Nursing 14S Medicine | 14th Floor - South Side | Handicare Canada | EVA-450EEL | 610610658 | 2021-04-07 | 9001 | 2022-04-07 | Sling bar SN:720284925
1059870 | Image Capture System | Image Capture System | Image Capture System | Active | MSH | MSH | 12N | Clinic Res Wound Care | Wound Care | MOLECULIGHT INC. | I:X IMAGING | 2019011452 | 2021-03-22 |  | 2022-03-22 | MolecuLight INC 101 College st Toronto ON, M5G 1L7 416-673-6515 Vendor No: 1035935
1059873 | Infusion Pumps, Syringe | INFUSION PUMPS | Infusion Pumps, Syringe | Active | MSH | MSH | 7 | Anesthesia | OR | Alaris Medical Systems | 8110 - Syringe Module | 15958942 | 2020-06-18 |  | 2021-02-16
1059874 | Infusion Pumps, Syringe | INFUSION PUMPS | Infusion Pumps, Syringe | Active | MSH | MSH | 7 | Anesthesia | OR | Alaris Medical Systems | 8110 - Syringe Module | 15958951 | 2020-06-18 |  | 2021-02-16
1059875 | Infusion Pumps, Syringe | INFUSION PUMPS | Infusion Pumps, Syringe | Active | MSH | MSH | 7 | Anesthesia | OR | Alaris Medical Systems | 8110 - Syringe Module | 15958982 | 2020-06-18 |  | 2021-02-16
1059876 | Infusion Pumps, Syringe | INFUSION PUMPS | Infusion Pumps, Syringe | Active | MSH | MSH | 7 | Anesthesia | OR | Alaris Medical Systems | 8110 - Syringe Module | 15959000 | 2020-06-18 |  | 2021-02-16
1059877 | Infusion Pumps, Syringe | INFUSION PUMPS | Infusion Pumps, Syringe | Active | MSH | MSH | 7 | Anesthesia | OR | Alaris Medical Systems | 8110 - Syringe Module | 15959005 | 2020-06-18 |  | 2021-02-16
1059878 | Infusion Pumps, Syringe | INFUSION PUMPS | Infusion Pumps, Syringe | Active | MSH | MSH | 7 | Anesthesia | OR | Alaris Medical Systems | 8110 - Syringe Module | 15959030 | 2020-06-18 |  | 2021-02-16
1059879 | Infusion Pumps, Syringe | INFUSION PUMPS | Infusion Pumps, Syringe | Active | MSH | MSH | 7 | Anesthesia | OR | Alaris Medical Systems | 8110 - Syringe Module | 15959046 | 2020-06-18 |  | 2021-02-16
1059880 | Infusion Pumps, Syringe | INFUSION PUMPS | Infusion Pumps, Syringe | Active | MSH | MSH | 7 | Anesthesia | OR | Alaris Medical Systems | 8110 - Syringe Module | 15959098 | 2020-06-18 |  | 2021-02-16
1059882 | INFUSION PUMPS, GENERAL PURPOSE | INFUSION PUMPS | INFUSION PUMPS, GENERAL PURPOSE | Active | MSH | MSH | 7 | Anesthesia | ICU PACU | Alaris Medical Systems | 8100 - LVP Module | 15966563 | 2021-01-28 | 1200 | 2022-02-16
1059883 | INFUSION PUMPS, GENERAL PURPOSE | INFUSION PUMPS | INFUSION PUMPS, GENERAL PURPOSE | Active | MSH | MSH | 7 | Anesthesia | ICU PACU | Alaris Medical Systems | 8100 - LVP Module | 15966593 | 2021-01-28 | 1200 | 2022-02-16
1059884 | INFUSION PUMPS, GENERAL PURPOSE | INFUSION PUMPS | INFUSION PUMPS, GENERAL PURPOSE | Active | MSH | MSH | 7 | Anesthesia | ICU PACU | Alaris Medical Systems | 8100 - LVP Module | 15966642 | 2021-01-28 | 1200 | 2022-02-16
1059885 | Waterless Milk Warmer | WARMERS | WARMERS, SOLUTION | Active | MSH | MSH | 17U | NICU | NICU | MEDELA INC | 87115 | 1453102 | 2021-04-08 |  | 2022-04-08
1059886 | Scalers, Dental, Ultrasonic | Scalers | Scalers, Dental, Ultrasonic | Active | MSH | MSH | 7 | SURGICAL SUITE (COMBINED WITH CYSTO) | 7th Floor | CAULK DENTSPLY | GEN-136 | G136101214 | 2018-04-25
1059887 | Waterless Milk Warmer | WARMERS | WARMERS, SOLUTION | Active | MSH | MSH | 17U | NICU | NICU | MEDELA INC | 87115 | 1453131 | 2021-04-08 |  | 2022-04-08
1059888 | Waterless Milk Warmer | WARMERS | WARMERS, SOLUTION | Active | MSH | MSH | 17U | NICU | NICU | MEDELA INC | 87115 | 1453133 | 2021-04-08 |  | 2022-04-08
1059889 | Waterless Milk Warmer | WARMERS | WARMERS, SOLUTION | Active | MSH | MSH | 17U | NICU | NICU | MEDELA INC | 87115 | 1876155 | 2021-04-08 |  | 2022-04-08
1059890 | Waterless Milk Warmer | WARMERS | WARMERS, SOLUTION | Active | MSH | MSH | 17U | NICU | NICU | MEDELA INC | 87115 | 1873675 | 2021-04-08 |  | 2022-04-08
1059902 | Ophthalmoscope/Otoscopes | Ophthalmoscope/Otoscopes | Ophthalmoscope/Otoscopes | Active | MSH | MSH | 3 | Emergency | ED West | Amico | DS-UDM-2 | DS11800JG | 2021-01-01 |  | 2022-01-12
1059903 | Ophthalmoscope/Otoscopes | Ophthalmoscope/Otoscopes | Ophthalmoscope/Otoscopes | Active | MSH | MSH | 3 | Emergency | ED West | Amico | DS-UDM-2 | DS11787JG | 2021-01-01 |  | 2022-01-12
1059905 | Ophthalmoscope/Otoscopes | Ophthalmoscope/Otoscopes | Ophthalmoscope/Otoscopes | Active | MSH | MSH | 3 | Emergency | ED West | Amico | DS-UDM-2 | DS11423GG | 2021-01-01 |  | 2022-01-12
1059922 | Arthroscopic Shaver Systems | Arthroscopic Shaver Systems | Arthroscopic Shaver Systems | Active | MSH | MSH | 7 | SURGICAL SUITE (COMBINED WITH CYSTO) | 7th Floor | CONMED CORP |  | 20211379 | 2021-04-12
1059923 | Arthroscopic Shaver Systems | Arthroscopic Shaver Systems | Arthroscopic Shaver Systems | Active | MSH | MSH | 7 | SURGICAL SUITE (COMBINED WITH CYSTO) | OR 2 | CONMED CORP |  | 20211382 | 2021-04-12 |  | 2022-04-12
1059924 | Intraosseous Infusion Kits | Intraosseous Infusion Kits | Intraosseous Infusion Kits | Active | MSH | MSH | 3 | Emergency | ED West | Teleflex Inc | Arrow EZ-IO | K65106 | 2020-05-06
1059925 | Intraosseous Infusion Kits | Intraosseous Infusion Kits | Intraosseous Infusion Kits | Active | MSH | MSH | 3 | Emergency | ED West | Teleflex Inc | Arrow EZ-IO | K65114 | 2020-01-31
1059937 | Video Systems, Endoscopic | Video Systems | Video Systems, Endoscopic | Active | MSH | OPG | 8th Floor | Women's Unit-OPG | 8th Floor | OLYMPUS CORP MEDICAL INSTRUMENT DIV | OTV-S200 - VISERA ELITE II | 7041081 | 2021-04-13 |  |  | Unit is on a cart with NDS Radiance 27" monitor, model SC-WU27-G1522, s/n 20-353626, TUV approved
1059938 | ELECTROCARDIOGRAPHS, MULTI-CHANNEL | Electrocardiographs | Electrocardiographs, Multichannel | Active | MSH | MSH | 3 | Emergency | Emergency | Philips Healthcare | 860315 - TC70 | US22134352 | 2021-04-13 | 18450 | 2022-04-13 | Battery Li. Set for new wireless networks. Uses 8 pin class B PIM and PIM data cable. Prints 2 copies.
1059939 | Tables, Examination/Treatment, Adjustable, Gynecologic | Tables | Tables, Examination/Treatment, Adjustable, Gynecologic | Active | MSH | OPG | 8th Floor | Women's Unit-OPG | 8th Floor | not found |  | 1 | 2021-04-13
1059940 | Tables, Examination/Treatment, Adjustable, Gynecologic | Tables | Tables, Examination/Treatment, Adjustable, Gynecologic | Active | MSH | OPG | 8th Floor | Women's Unit-OPG | 8th Floor | not found |  | 2 | 2021-04-13 |  | 2022-04-13
1059941 | Warming Units, Patient, Radiant, Infant, Mobile | Warming Units | Warming Units, Patient, Radiant, Infant, Mobile | Active | MSH | MSH | 15U | Obstetrical Suite (L&D) | L&D | GE Healthcare | Panda iRes | PBWA70188 | 2021-04-13 | 10001 | 2022-04-13
1059942 | Warming Units, Patient, Radiant, Infant, Mobile | Warming Units | Warming Units, Patient, Radiant, Infant, Mobile | Active | MSH | MSH | 15U | Obstetrical Suite (L&D) | L&D | GE Healthcare | Panda iRes | PBWA70190 | 2021-04-13 | 10001 | 2022-04-13
1059943 | Warming Units, Patient, Radiant, Infant, Mobile | Warming Units | Warming Units, Patient, Radiant, Infant, Mobile | Active | MSH | MSH | 15U | Obstetrical Suite (L&D) | L&D | GE Healthcare | Panda iRes | PBWA70189 | 2021-04-13 | 10001 | 2022-04-13
1059944 | Warming Units, Patient, Radiant, Infant, Mobile | Warming Units | Warming Units, Patient, Radiant, Infant, Mobile | Active | MSH | MSH | 17M | Mother & Baby | M&B | GE Healthcare | Panda iRes | PBWA70191 | 2021-04-13 | 10001 | 2022-04-13
1059953 | Apex Locators, Endodontic | Apex Locators | Apex Locators, Endodontic | Active | MSH | MSH | 4 | Dental Clinic | 4 | not found |  | 20190101083 | 2021-04-14
1059955 | Apex Locators, Endodontic | Apex Locators | Apex Locators, Endodontic | Active | MSH | MSH | 4 | Dental Clinic | 4 | not found |  | 20190101084 | 2021-04-14 |  | 2020-07-01
1059980 | Beds, Electric | Beds | Beds, Electric | Active | MSH | MSH | 5 | ICU | ICU | HILL-ROM CO INC | P7500A | W103AW9970 | 2021-04-15 | 35000 | 2023-04-15 | HILL-ROM BED SYSTEM Covid Surge Inventory Changed account & location from PACU to ICU -Emmerson 10/2021
1059981 | Beds, Electric | Beds | Beds, Electric | Active | MSH | MSH | 5 | ICU | ICU | HILL-ROM CO INC | P7500A | W103AW9959 | 2021-04-15 | 35000 | 2023-04-15 | HILL-ROM BED SYSTEM Covid Surge Inventory
1059982 | Beds, Electric | Beds | Beds, Electric | Active | MSH | MSH | 5 | ICU | ICU | HILL-ROM CO INC | P7500A | W103AW9972 | 2021-04-15 | 35000 | 2023-04-15 | HILL-ROM BED SYSTEM Covid Surge Inventory
1059983 | Beds, Electric | Beds | Beds, Electric | Active | MSH | MSH | 5 | ICU | ICU | HILL-ROM CO INC | P7500A | W103AW9969 | 2021-04-15 | 35000 | 2023-04-15 | HILL-ROM BED SYSTEM Covid Surge Inventory
1059984 | Beds, Electric | Beds | Beds, Electric | Active | MSH | MSH | 5 | ICU | ICU | HILL-ROM CO INC | P7500A | W103AW9973 | 2021-04-15 | 35000 | 2023-04-15 | HILL-ROM BED SYSTEM Covid Surge Inventory
1059985 | BLOOD FLOW DETECTORS, ULTRASONIC | BLOOD FLOW DETECTORS | BLOOD FLOW DETECTORS, ULTRASONIC | Active | MSH | MSH | 12S | Clinic Res Wound Care | Rm 1200c | HUNTLEIGH TECHNOLOGY INC | D900 | 900LX16652020 | 2021-04-15 | 1960 | 2022-04-15 | Owned by Laura Teague in room 1200c Probe SN H8120235 DFK C2005090
1059986 | BLOOD FLOW DETECTORS, ULTRASONIC | BLOOD FLOW DETECTORS | BLOOD FLOW DETECTORS, ULTRASONIC | Active | MSH | MSH | 12S | Clinic Res Wound Care | Rm 1200c | HUNTLEIGH TECHNOLOGY INC | D900 | 900LX16652120 | 2021-04-15 | 1960 | 2022-04-15 | Owned by Laura Teague in room 1200c Probe SN H8121759 DFK C2005090
1059987 | BLOOD FLOW DETECTORS, ULTRASONIC | BLOOD FLOW DETECTORS | BLOOD FLOW DETECTORS, ULTRASONIC | Active | BH | BH | 9N | Clinic Res Wound Care | Rm 9.054 | HUNTLEIGH TECHNOLOGY INC | D900 | 900LX16652420 | 2021-04-15 | 1960 | 2022-04-15 | Owned by Maria Becarra in BAH room 9.054 Probe SN H8121757 DFK C2005090
1059988 | BLOOD FLOW DETECTORS, ULTRASONIC | BLOOD FLOW DETECTORS | BLOOD FLOW DETECTORS, ULTRASONIC | Active | MSH | MSH | 10N | Clinic Res Wound Care | Rm 10-147 | HUNTLEIGH TECHNOLOGY INC | D900 | 900LX16650420 | 2021-04-15 | 1960 | 2022-04-15 | Owned by Katie Lai in room 10-147 Probe SN H8120225 DFK C2004086
1059989 | BLOOD FLOW DETECTORS, ULTRASONIC | BLOOD FLOW DETECTORS | BLOOD FLOW DETECTORS, ULTRASONIC | Active | MSH | MSH | 11N | Clinic Res Wound Care | Rm 1132 | HUNTLEIGH TECHNOLOGY INC | D900 | 900LX16652520 | 2021-04-15 | 1960 | 2022-04-15 | Owned by Sarabeth Silver and Sri Mistry in room 1132 Probe SN H8121756 DFK C2005090
1059999 | Monitors, Vital Signs | Monitors, Vital Signs | Monitors, Vital Signs | Active | MSH | MSH | 11N | Nursing 11N Medicine | Medicine | MASIMO | V5000S-25107 | MXL0353NR1 | 2021-04-29 |  | 2022-04-16
1060000 | Monitors, Vital Signs | Monitors, Vital Signs | Monitors, Vital Signs | Active | MSH | MSH | 11S | Nursing 11S Medicine | 11th Floor - South Side | MASIMO | V5000S-25107 | MXL0353NR8 | 2021-04-29 |  | 2022-04-16
1060001 | ELECTROCARDIOGRAPHS, MULTI-CHANNEL | Electrocardiographs | Electrocardiographs, Multichannel | Active | MSH | MSH | 3 | Emergency | Emergency | Philips Healthcare | 860315 - TC70 | US22134351 | 2021-04-13 | 18450 | 2022-04-13 | Battery Li. Set for new wireless networks. Uses 8 pin class B PIM and PIM data cable. Prints 2 copies.
1060002 | ELECTROCARDIOGRAPHS, MULTI-CHANNEL | Electrocardiographs | Electrocardiographs, Multichannel | Active | MSH | MSH | 3 | Emergency | Emergency | Philips Healthcare | 860315 - TC70 | US22134350 | 2021-04-13 | 18450 | 2022-04-13 | Battery Li. Set for new wireless networks. Uses 8 pin class B PIM and PIM data cable. Prints 2 copies.
1060024 | EEG/Sleep Acq Desktop with Camera | EEG/Sleep Acq Desktop with Camera | EEG/Sleep Acq Desktop with Camera | Active | MSH | MSH | 16N | EEG Unit | 16th N- 1645 | XL TEK LTD | PK1046 | CR3Z7B3 | 2021-04-19 | 24990 | 2022-04-19 | Consisting of: PK1046- EEG/Sliip Acq Desktop with Camera; 012012 - Dell Optiplex 7010 Minitower, s/n 8BKSM02; Trolley Cart; 24" FP Monitor, s/n 105075XL; Isolation Transformer, ISO-NA PK1088; Upgrade NeuroWorks 8.X Acquisition, LC101-U8, s/n8001776; LED Photic Stimulator, PK1102, Natus Photic Stim Kit, 003555, s/n 10440D421; The unit is under a contract with PMs being done by the Xltek annually. The contract is for 5 years, approved and paid by Dr. Shendling, Neurology department.
1060025 | Stimulators, Electrical | Stimulators | Stimulators, Electrical | Active | MSH | MSH | 12N | Clinic Res Wound Care | Wound Care 1200C | BioMedical Life Systems Inc. | GV350-HVPS | G20L10718 | 2021-04-19 |  |  | Owned by Laura Teague Wound Care Rm 1200C X2821
1060026 | Stimulators, Electrical | Stimulators | Stimulators, Electrical | Active | MSH | MSH | 12N | Clinic Res Wound Care | Wound Care 1200C | BioMedical Life Systems Inc. | GV350-HVPS | G20L10720 | 2021-04-19 |  |  | Owned by Laura Teague Wound Care Rm 1200C X2821
1060027 | Stimulators, Electrical | Stimulators | Stimulators, Electrical | Active | MSH | MSH | 12N | Clinic Res Wound Care | Wound Care 1200C | BioMedical Life Systems Inc. | GV350-HVPS | G20L10721 | 2021-04-19 |  |  | Owned by Laura Teague Wound Care Rm 1200C X2821
1060030 | PULMONARY BODY BOX | PULMONARY BODY BOX | PULMONARY BODY BOX | Active | MSH | MSH | 4 | Pulmonary Function | 474 | Canadian Hospital Specialties Ltd | MSBB-00-01-Body Box 5500 | 200818-01-3290 | 2021-04-20 |  | 2022-04-20 | Original company - Roxon. Now CHS has taken over. Distributor- Medisoft. Main unit comes with a PC unit- it’s a whole package, so when you call the company for either / both -provide device serial number of the main unit. Same Asset # has been used for the main unit and the PC unit. PC unit information- Service tag- G1B3P23 Express service code- 34907631771 Electrical safety performed- Ground resistance - 0.15 Ohm Leakage current- 0.58 microA Company- Contact information- Jeff Corbett Phone # 416-859-2613 jcorbett@chsltd.com
1060031 | Spirometers | Spirometers | Spirometers | Active | MSH | MSH | 4 | Pulmonary Function | 474 | Canadian Hospital Specialties Ltd | MSHY-00-01-Air Compact | 210224-08-0494 | 2021-04-20 |  | 2022-04-20 | Original company - Roxon. Now CHS has taken over. Distributor- Medisoft. Main unit comes with a PC unit- it’s a whole package, so when you call the company for either / both -provide device serial number of the main unit. Same Asset # has been used for the main unit and the PC unit. PC unit information- Service tag- H6B4FX2 Express service code- 37386779798 Electrical safety performed- Ground resistance - 0.18 Ohm Leakage current- 0.50 microA Company- Contact information- Jeff Corbett Phone # 416-859-2613 jcorbett@chsltd.com
1060032 | Spirometers | Spirometers | Spirometers | Active | MSH | MSH | 4 | Pulmonary Function | 474 | Canadian Hospital Specialties Ltd | MSHY-00-01-Air Compact | 210224-06-0502 | 2021-04-20 |  | 2022-04-20 | Complete, modular pulmonary function testing Original company - Roxon. Now CHS has taken over Distributor- Medisoft. Main unit comes with a PC unit- it’s a whole package, so when you call the company for either / both -provide device serial number of the main unit. Same Asset # has been used for the main unit and the PC unit. PC unit information- Service tag- 5VKP3W2 Express service code- 12793126898 April 21-2021 - Jeff ( vendor) emailed Adeel that he changed the PC unit- New PC unit- Serrvcie tag is 4G688B3 Electrical safety performed- Ground resistance - 0.18 Ohm Leakage current- 0.53 microA Company- Contact information- Jeff Corbett Phone # 416-859-2613 jcorbett@chsltd.com
1060033 | Monitors, Telemetric, Electrocardiography | Monitors, Physiologic | Monitors, Physiologic, Multipurpose, Telemetric | Active | MSH | MSH | 10S | Coronary Care Unit | TEL5 | Philips Healthcare | 865351 - MX40-2.4 | US156K6717 | 2021-04-15 | 10001 | 2022-04-20 | Not sure about the acceptance date, entered on database on July 17, 2014
1060034 | Vacuum Regulator | Vacuum Regulator | Vacuum Regulator | Active | MSH | MSH | 11S | Respiratory Therapy | 11th Floor - South Side | Amico | SRD-CI | AA1843DE | 2019-02-12 |  |  | Unit was not asset tagged. Inputting today's date as the date accepted. Putting under the RT account, on 11S where it came from.
1060035 | LCD, DISPLAY, PATIENT MONITOR | LCD | LCD, DISPLAY, PATIENT MONITOR | Active | MSH | MSH | 7 | SURGICAL SUITE (COMBINED WITH CYSTO) | 7th Floor | OLYMPUS CORP MEDICAL INSTRUMENT DIV | OEV262H | 7401105 | 2018-04-03 |  | 2022-04-21
1060038 | Flushing Pump | Flushing Pump | Flushing Pump | Active | MSH | MSH | 7 | Endoscopy | 7th Floor | OLYMPUS CORP MEDICAL INSTRUMENT DIV | OFP-2 | 21210830 | 2012-11-16 | 2920 | 2022-04-21
1060099 | EEG/Sleep Acq Desktop with Camera | EEG/Sleep Acq Desktop with Camera | EEG/Sleep Acq Desktop with Camera | Active | MSH | MSH | 16N | EEG Unit | 16th N- 1645 | XL TEK LTD | EEG DESKTOP SYSTEM | CPW18B3 | 2021-04-19 | 24990 | 2022-04-22 | Consisting of: PK1046- EEG/Sliip Acq Desktop with Camera; 012012 - Dell Optiplex 7010 Minitower, s/n 8BKSM02; Trolley Cart; 24" FP Monitor, s/n 105075XL; Isolation Transformer, ISO-NA PK1088, switch this EEG 32U, s/n 10399D31187 with s/n# 10399D31258 ; Upgrade NeuroWorks 8.X Acquisition, LC101-U8, s/n8001776; LED Photic Stimulator, PK1102, Natus Photic Stim Kit, 003555, s/n 10440D421; The unit is under a contract with PMs being done by the Xltek annually. The contract is for 5 years, approved and paid by Dr. Shendling, Neurology department.
1060119 | Beds, Electric, Birthing | Beds | Beds, Electric, Birthing | Active | MSH | MSH | 15U | Obstetrical Suite (L&D) | L&D | HILL-ROM CO INC | P3700E000046 | W085AA1308 | 2021-04-22 | 10001 | 2023-04-22
1060120 | Resuscitators, Cardiac | Resuscitators | Resuscitators, Cardiac | Active | MSH | MSH | 3 | Emergency | Emergency | ZOLL Canada | 100-AutoPulse | 43552 | 2021-04-19 |  | 2022-04-22 | 3 batteries and charger included
1060121 | Resuscitators, Cardiac | Resuscitators | Resuscitators, Cardiac | Active | MSH | MSH | 5 | ICU | ICU | ZOLL Canada | 100-AutoPulse | 43555 | 2021-04-19 |  | 2022-04-22 | 3 batteries and charger included Canada Tech Support: 866-442-1011
1060122 | Humidifiers | Humidifiers | Humidifiers | Active | MSH | MSH | 18 | Respiratory Therapy | 18th Floor | FISHER PAYKEL | PT101US | 201210227800 | 2021-04-01 |  |  | On loan for research purposes. This device is associated with PO number: 7300002576 Vendor: FISHER & PAYKEL HEALTHCARE 2045 BOUL DAGENAIS O SUITE 180 PALATINE, IL, 60055-6926 USA Phone:8004463908 Fax:9494534096 Email:rudy.garcia@fphcare.com Vendor No:1000160
1060123 | Humidifiers | Humidifiers | Humidifiers | Active | MSH | MSH | 18 | Respiratory Therapy | 18th Floor | FISHER PAYKEL | PT101US | 200713148281 | 2021-04-01 |  |  | On loan for research purposes. This device is associated with PO number: 7300002576 Vendor: FISHER & PAYKEL HEALTHCARE 2045 BOUL DAGENAIS O SUITE 180 PALATINE, IL, 60055-6926 USA Phone:8004463908 Fax:9494534096 Email:rudy.garcia@fphcare.com Vendor No:1000160
1060125 | Humidifiers | Humidifiers | Humidifiers | Active | MSH | MSH | 18 | Respiratory Therapy | 18th Floor | FISHER PAYKEL | PT101US | 200729154418 | 2021-04-01 |  |  | On loan for research purposes. This device is associated with PO number: 7300002576 Vendor: FISHER & PAYKEL HEALTHCARE 2045 BOUL DAGENAIS O SUITE 180 PALATINE, IL, 60055-6926 USA Phone:8004463908 Fax:9494534096 Email:rudy.garcia@fphcare.com Vendor No:1000160
1060126 | Humidifiers | Humidifiers | Humidifiers | Active | MSH | MSH | 18 | Respiratory Therapy | 18th Floor | FISHER PAYKEL | PT101US | 200710147236 | 2021-04-01 |  |  | On loan for research purposes. This device is associated with PO number: 7300002576 Vendor: FISHER & PAYKEL HEALTHCARE 2045 BOUL DAGENAIS O SUITE 180 PALATINE, IL, 60055-6926 USA Phone:8004463908 Fax:9494534096 Email:rudy.garcia@fphcare.com Vendor No:1000160
1060127 | Humidifiers | Humidifiers | Humidifiers | Active | MSH | MSH | 18 | Respiratory Therapy | 18th Floor | FISHER PAYKEL | PT101US | 201002178560 | 2021-04-01 |  |  | On loan for research purposes. This device is associated with PO number: 7300002576 Vendor: FISHER & PAYKEL HEALTHCARE 2045 BOUL DAGENAIS O SUITE 180 PALATINE, IL, 60055-6926 USA Phone:8004463908 Fax:9494534096 Email:rudy.garcia@fphcare.com Vendor No:1000160
1060128 | Humidifiers | Humidifiers | Humidifiers | Active | MSH | MSH | 18 | Respiratory Therapy | 18th Floor | FISHER PAYKEL | PT101US | 200710146966 | 2021-04-01 |  |  | On loan for research purposes. This device is associated with PO number: 7300002576 Vendor: FISHER & PAYKEL HEALTHCARE 2045 BOUL DAGENAIS O SUITE 180 PALATINE, IL, 60055-6926 USA Phone:8004463908 Fax:9494534096 Email:rudy.garcia@fphcare.com Vendor No:1000160
1060129 | Humidifiers | Humidifiers | Humidifiers | Active | MSH | MSH | 18 | Respiratory Therapy | 18th Floor | FISHER PAYKEL | PT101US | 200710146964 | 2021-04-01 |  |  | On loan for research purposes. This device is associated with PO number: 7300002576 Vendor: FISHER & PAYKEL HEALTHCARE 2045 BOUL DAGENAIS O SUITE 180 PALATINE, IL, 60055-6926 USA Phone:8004463908 Fax:9494534096 Email:rudy.garcia@fphcare.com Vendor No:1000160
1060130 | Humidifiers | Humidifiers | Humidifiers | Active | MSH | MSH | 18 | Respiratory Therapy | 18th Floor | FISHER PAYKEL | PT101US | 200710147062 | 2021-04-01 |  |  | On loan for research purposes. This device is associated with PO number: 7300002576 Vendor: FISHER & PAYKEL HEALTHCARE 2045 BOUL DAGENAIS O SUITE 180 PALATINE, IL, 60055-6926 USA Phone:8004463908 Fax:9494534096 Email:rudy.garcia@fphcare.com Vendor No:1000160
1060131 | Humidifiers | Humidifiers | Humidifiers | Active | MSH | MSH | 18 | Respiratory Therapy | 18th Floor | FISHER PAYKEL | PT101US | 200710147049 | 2021-04-01 |  |  | On loan for research purposes. This device is associated with PO number: 7300002576 Vendor: FISHER & PAYKEL HEALTHCARE 2045 BOUL DAGENAIS O SUITE 180 PALATINE, IL, 60055-6926 USA Phone:8004463908 Fax:9494534096 Email:rudy.garcia@fphcare.com Vendor No:1000160
1060132 | Monitors, Vital Signs | Monitors, Vital Signs | Monitors, Vital Signs | Active | MSH | MSH | 1 | Biomedical Engineering | BIOMED | MASIMO | V5000S-25107 | MXL0153Z6X | 2021-04-29 |  | 2022-04-16
1060134 | Transducer, Fetal Monitoring | Transducer | Transducer, Fetal Monitoring | Active | MSH | MSH | 15U | Obstetrical Suite (L&D) | 15th Floor - University Side | Philips Healthcare | M2736A | DE43389252 | 2017-08-11
1060147 | Thermometers, Electronic | Thermometers | Thermometers, Electronic | Active | MSH | MSH | 3 | Emergency | Hennick Gallery | Welch Allyn | 692-Sure Temp Plus | 23220338 | 2020-03-19 |  | 2022-03-19 | SN 20334784 replaced with 23220338 on Aug 25/2023
1060148 | Thermometers, Electronic | Thermometers | Thermometers, Electronic | Active | MSH | MSH | 3 | Emergency | Hennick Gallery | Welch Allyn | 692-Sure Temp Plus | (21)20322928 | 2020-03-19 |  | 2022-03-19
1060149 | ELECTROCARDIOGRAPHS, MULTI-CHANNEL | Electrocardiographs | Electrocardiographs, Multichannel | Active | MSH | MSH | 16N | ECG Unit | ECG | Philips Healthcare | 860315 - TC70 | US42134469 | 2021-04-27 | 20001 | 2022-04-27 | Battery replaced: October 2021
1060150 | Lights, Examination | Lights | Lights, Examination | Active | MSH | MSH | MSH | NICU | NICU 17th Floor | TRUMPF MEDICAL | T1000M | 108395212 | 2021-04-28 | 3200 | 2022-04-28 | Olympus Canada - Hill-Rom - Trumpf Medical
1060152 | Thermometers, Electronic, Thermistor/Thermocouple, Patient | Thermometers | Thermometers, Electronic, Thermistor/Thermocouple, Patient | Active | MSH | MSH | 17U | NICU | 17 - University | Cardinal Health Canada Inc | Filac 3000 AD | A1957346X | 2021-04-29 | 249
1060155 | Batteries, External Defibrillator | Batteries | Batteries, External Defibrillator | Active | MSH | MSH | 1 | Biomedical Engineering | Biomedical Engineering | ZOLL Canada | Sure Power II - X Series | AJ20FAS1838 | 2020-12-10
1060156 | Batteries, External Defibrillator | Batteries | Batteries, External Defibrillator | Active | MSH | MSH | 1 | Biomedical Engineering | Biomedical Engineering | ZOLL Canada | Sure Power II - X Series | AJ20LAS2327 | 2020-06-17
1060157 | Batteries, External Defibrillator | Batteries | Batteries, External Defibrillator | Active | MSH | MSH | 1 | Biomedical Engineering | Biomedical Engineering | ZOLL Canada | Sure Power II - X Series | AJ20EAS1442 | 2020-06-17
1060164 | Chairs, Examination/Treatment | Chairs | Chairs, Examination/Treatment | Active | MSH | OPG | 8th Floor | Urogynaecology-OPG | 8th Floor | LABORIE International |  | 12-30457 | 2021-04-30 |  | 2022-04-30
1060178 | Humidifiers | Humidifiers | Humidifiers | Active | MSH | MSH | 18 | Respiratory Therapy | 18th Floor - ICU | FISHER PAYKEL | PT101US | 201209226471 | 2021-05-04 |  | 2022-05-04 | Warranty replacement for Asset 1050341 PO on packing sheet RA362169
1060180 | Tympanic Thermometer | Tympanic Thermometer | Tympanic Thermometer | Active | BH | BH | 6N | Bridgepoint | 6th Floor - North Side | Cardinal Health Canada Inc | Genius 3 | N18769422 | 2021-05-04 | 249 | 2024-05-04
1060181 | Tympanic Thermometer | Tympanic Thermometer | Tympanic Thermometer | Active | BH | BH | 6N | Bridgepoint | 6th Floor - North Side | Cardinal Health Canada Inc | Genius 3 | N18791471 | 2021-05-04 | 249 | 2024-05-04
1060182 | Tympanic Thermometer | Tympanic Thermometer | Tympanic Thermometer | Active | BH | BH | 6N | Bridgepoint | 6th Floor - North Side | Cardinal Health Canada Inc | Genius 3 | N22059361 | 2021-05-04 | 249 | 2024-05-04
1060184 | Tympanic Thermometer | Tympanic Thermometer | Tympanic Thermometer | Active | BH | BH | 6N | Bridgepoint | 6th Floor - North Side | Cardinal Health Canada Inc | Genius 3 | N18788696 | 2021-05-04 | 249 | 2024-05-04
1060185 | Tympanic Thermometer | Tympanic Thermometer | Tympanic Thermometer | Active | BH | BH | 6S | Bridgepoint | 6th Floor - South Side | Cardinal Health Canada Inc | Genius 3 | N18790489 | 2021-05-04 | 249 | 2024-05-04
1060186 | Tympanic Thermometer | Tympanic Thermometer | Tympanic Thermometer | Active | BH | BH | 6S | Bridgepoint | 6th Floor - South Side | Cardinal Health Canada Inc | Genius 3 | N18790883 | 2021-05-04 | 249 | 2024-05-04
1060187 | Tympanic Thermometer | Tympanic Thermometer | Tympanic Thermometer | Active | BH | BH | 6S | Bridgepoint | 6th Floor - South Side | Cardinal Health Canada Inc | Genius 3 | N18791214 | 2021-05-04 | 249 | 2024-05-04
1060188 | Tympanic Thermometer | Tympanic Thermometer | Tympanic Thermometer | Active | BH | BH | 6S | Bridgepoint | 6th Floor - South Side | Cardinal Health Canada Inc | Genius 3 | N18790434 | 2021-05-04 | 249 | 2024-05-04
1060195 | Batteries, External Defibrillator | Batteries | Batteries, External Defibrillator | Active | MSH | MSH | 1 | Biomedical Engineering | Biomedical Engineering | ZOLL Canada | Sure Power II - X Series | AJ21BAS3464 | 2020-06-17
1060198 | Batteries, External Defibrillator | Batteries | Batteries, External Defibrillator | Active | MSH | MSH | 1 | Biomedical Engineering | Biomedical Engineering | ZOLL Canada | Sure Power II - X Series | AJ21BAS3513 | 2020-06-17
1060219 | Sync Unit | Sync Unit | Sync Unit | Active | MSH | MSH | 7 | PACU | PACU | Philips Healthcare | 866212 | SG63936855 | 2021-05-06
1060221 | Sync Unit | Sync Unit | Sync Unit | Active | MSH | MSH | 7 | PACU | PACU | Philips Healthcare | 866212 | SG63936863 | 2021-05-06
1060222 | Sync Unit | Sync Unit | Sync Unit | Active | MSH | MSH | 7 | PACU | PACU | Philips Healthcare | 866212 | SG63936912 | 2021-05-06
1060223 | Sync Unit | Sync Unit | Sync Unit | Active | MSH | MSH | 7 | PACU | PACU | Philips Healthcare | 866212 | SG63936913 | 2021-05-06
1060326 | Smoke Evacuation Systems, Surgical | Smoke Evacuation Systems | Smoke Evacuation Systems, Surgical | Active | MSH | MSH | 7 | SURGICAL SUITE (COMBINED WITH CYSTO) | O.R | KLS Martin | marVAC LAP | MR402L0300160996 | 2021-05-11 |  | 2022-05-11 | Unit is on consignment ( at no cost, cost is covered by consumables purchases).
1060331 | Monitors, Physiologic, Patient Transport | Monitors, Physiologic | Monitors, Physiologic, Patient Transport | Active | MSH | MSH | 5 | JDMI - Angio/Interventional | 5-Angio | Philips Healthcare | 866062 - MX450 | DE671U4999 | 2020-01-01 |  | 2021-01-01
1060332 | Monitors, Physiologic, Patient Transport | Monitors, Physiologic | Monitors, Physiologic, Patient Transport | Active | MSH | MSH | 5 | JDMI - Angio/Interventional | 5 - Angio | Philips Healthcare | 867030 - X3 | DE694J3660 | 2019-08-20 |  | 2021-01-01 | Used with Transport incubator
1060333 | Simulators, Multiparameter | Simulators | Simulators, Multiparameter | Active | MSH | MSH | 1 | Biomedical Engineering | Biomedical Eng. | FLUKE BIOMEDICAL | Prosim-4 | 5338612 | 2021-05-12 | 3482.6599 |  | Pressure Calibration Test Equipment
1060334 | Smoke Evacuation Systems, Surgical | Smoke Evacuation Systems | Smoke Evacuation Systems, Surgical | Active | MSH | MSH | 7 | SURGICAL SUITE (COMBINED WITH CYSTO) | OR 4 | KLS Martin | marVAC LAP | MR402L0300150373 | 2021-05-11 |  | 2022-05-11 | Unit is on consignment ( at no cost, cost is covered by consumables purchases).
1060335 | Smoke Evacuation Systems, Surgical | Smoke Evacuation Systems | Smoke Evacuation Systems, Surgical | Active | MSH | MSH | 7 | SURGICAL SUITE (COMBINED WITH CYSTO) | OR 5 | KLS Martin | marVAC LAP | MR402L0300161008 | 2021-05-11 |  | 2022-05-11 | Unit is on consignment ( at no cost, cost is covered by consumables purchases).
1060336 | Batteries, External Defibrillator | Batteries | Batteries, External Defibrillator | Active | MSH | MSH | 1 | Biomedical Engineering | Biomedical Engineering | ZOLL Canada | Sure Power II - X Series | AJ21DAS0160 | 2020-06-17
1060337 | Batteries, External Defibrillator | Batteries | Batteries, External Defibrillator | Active | MSH | MSH | 1 | Biomedical Engineering | Biomedical Engineering | ZOLL Canada | Sure Power II - X Series | AJ21DAS2229 | 2020-12-10
1060338 | Batteries, External Defibrillator | Batteries | Batteries, External Defibrillator | Active | MSH | MSH | 1 | Biomedical Engineering | Biomedical Engineering | ZOLL Canada | Sure Power II - X Series | AJ21DAS2297 | 2020-12-10
1060349 | Nitric Oxide Delivery Units | Nitric Oxide Delivery Units | Nitric Oxide Delivery Units | Active | MSH | MSH | 3 | Emergency | ED Dentistry | PARKER PORTER | MXR | C300-6011 | 2021-01-08 |  |  | Purchased from Benson Medical
1060350 | Electrosurgical Units | Electrosurgical Units | Electrosurgical Units | Active | MSH | MSH | 3 | Emergency | ED Dentistry | Bovie Medical Corp | A952-Bantam Pro | BBP2620011 | 2021-02-17
1060373 | Tables, Examination/Treatment, Adjustable, Gynecologic | Tables | Tables, Examination/Treatment, Adjustable, Gynecologic | Active | MSH | OPG | 8th Floor | Women's Unit-OPG | 8th Floor | not found |  | V2238434 | 2021-04-13 |  | 2022-04-13
1060462 | ENDOSCOPE POSITION DETECTING UNIT | ENDOSCOPE POSITION DETECTING UNIT | ENDOSCOPE POSITION DETECTING UNIT | Active | MSH | MSH | 6 | Endoscopy | 6th Floor, Endoscopy Room #3 | OLYMPUS CORP MEDICAL INSTRUMENT DIV | UPD-3 | 7155148 | 2021-05-27 |  | 2022-05-27
1060463 | ENDOSCOPE POSITION DETECTING UNIT-scope guide | ENDOSCOPE POSITION DETECTING UNIT | ENDOSCOPE POSITION DETECTING UNIT | Active | MSH | MSH | 6 | Endoscopy | 6th Floor, Endoscopy Room #1 | OLYMPUS CORP MEDICAL INSTRUMENT DIV | UPD-3 | 7155156 | 2021-05-27 |  | 2022-05-27 | Unit consists of UPD-3 KIT with (MAJ-1898, MAJ-1948)
1060464 | Ophthalmoscope/Otoscopes | Ophthalmoscope/Otoscopes | Ophthalmoscope/Otoscopes | Active | MSH | MSH | 3 | Emergency | Dentistry | Amico | DS-UDM-2 | DS11796JG | 2020-10-27 |  | 2022-05-03
1060473 | Auxiliary Displays, Physiologic Monitor | Physiologic Monitor Modules | Auxiliary Displays, Physiologic Monitor | Active | MSH | MSH | 7 | SURGICAL SUITE (COMBINED WITH CYSTO) | 7th Floor OR | SONY MEDICAL ELECTRONICS DIV | LMD-X5505 | 8000609 | 2021-05-27 |  |  | tiral device DEMO-SURG-E3D-2
1060474 | Auxiliary Displays, Physiologic Monitor | Physiologic Monitor Modules | Auxiliary Displays, Physiologic Monitor | Active | MSH | MSH | 7 | SURGICAL SUITE (COMBINED WITH CYSTO) | 7th Floor OR | SONY MEDICAL ELECTRONICS DIV | LMD-X5505 | 8002143 | 2021-05-27 |  |  | tiral device
1060477 | Auxiliary Displays, Physiologic Monitor | Physiologic Monitor Modules | Auxiliary Displays, Physiologic Monitor | Active | MSH | MSH | 7 | SURGICAL SUITE (COMBINED WITH CYSTO) | 7th Floor OR | SONY MEDICAL ELECTRONICS DIV | LMD-X5505 | 8000002 | 2021-05-27 |  |  | tiral device
1060478 | Insufflators | Insufflators | Insufflators | Active | MSH | MSH | 7 | SURGICAL SUITE (COMBINED WITH CYSTO) | 7th Floor OR | OLYMPUS CORP MEDICAL INSTRUMENT DIV | UHI-4 | 7842040 | 2021-05-27 |  |  | tiral device DEMO-SURG-E3D-2
1060479 | 3D Visualization Unit | 3D Visualization Unit | 3D Visualization Unit | Active | MSH | MSH | 7 | SURGICAL SUITE (COMBINED WITH CYSTO) | 7th Floor OR | OLYMPUS CORP MEDICAL INSTRUMENT DIV | 3DV-190 | 1300332 | 2021-05-27 |  |  | tiral device DEMO-SURG-E3D-2
1060481 | MONITOR | Monitor | MONITOR | Active | MSH | MSH | 7 | SURGICAL SUITE (COMBINED WITH CYSTO) | 7th Floor | KARL STORZ ENDOSCOPY-AMERICA INC | 8403 XSI | 19-296069 | 2021-05-27 |  |  | tiral device
1060489 | 45L High Flow Insufflation Unit | Insufflators | Insufflators | Active | MSH | MSH | 7 | SURGICAL SUITE (COMBINED WITH CYSTO) | OR | OLYMPUS CORP MEDICAL INSTRUMENT DIV | UHI-4 | 7434766 | 2021-05-27 |  |  | DEMO-SURG-4K-6 Workstation 21127343
1060490 | 45L High Flow Insufflation Unit | Insufflators | Insufflators | Active | MSH | MSH | 7 | SURGICAL SUITE (COMBINED WITH CYSTO) | OR | OLYMPUS CORP MEDICAL INSTRUMENT DIV | UHI-4 | 7649456 | 2021-05-27 |  |  | DEMO-SURG-4K-8 Workstation 21622283
1060491 | Display Monitor, Flat Panel | Display Monitor | Display Monitor, Flat Panel | Active | MSH | MSH | 7 | SURGICAL SUITE (COMBINED WITH CYSTO) | 7th Floor OR | SONY MEDICAL ELECTRONICS DIV | LMD-X310S | 800199 | 2021-05-27 |  |  | tiral device
1060492 | Insufflators | Insufflators | Insufflators | Active | MSH | MSH | 7 | SURGICAL SUITE (COMBINED WITH CYSTO) | 7th Floor OR | OLYMPUS CORP MEDICAL INSTRUMENT DIV | UHI-4 | 7842073 | 2021-05-27 |  |  | tiral device DEMO-SURG-E3D-2
1060494 | COLOR VIDEO PRINTER | COLOR VIDEO PRINTER | COLOR VIDEO PRINTER | Active | MSH | MSH | 7 | SURGICAL SUITE (COMBINED WITH CYSTO) | OR | OLYMPUS CORP MEDICAL INSTRUMENT DIV | OEP-5 | A615608 | 2021-05-28
1060508 | BIS Monitor | Physiologic Monitor Modules | Physiologic Monitor Modules, Electroencephalography | Active | MSH | MSH | 7 | Resp Therapy (Anesthesia) | OR | Philips Healthcare | M1034B - BIS Module | DE49721423 | 2021-03-01 | 4500 | 2022-05-31
1060509 | BIS Monitor | Physiologic Monitor Modules | Physiologic Monitor Modules, Electroencephalography | Active | MSH | MSH | 7 | Resp Therapy (Anesthesia) | OR | Philips Healthcare | M1034B - BIS Module | DE49721419 | 2021-03-01 | 4500 | 2022-05-31
1060510 | BIS Monitor | Physiologic Monitor Modules | Physiologic Monitor Modules, Electroencephalography | Active | MSH | MSH | 7 | Resp Therapy (Anesthesia) | OR | Philips Healthcare | M1034B - BIS Module | DE49721421 | 2021-03-01 | 4500 | 2022-05-31
1060511 | BIS Monitor | Physiologic Monitor Modules | Physiologic Monitor Modules, Electroencephalography | Active | MSH | MSH | 7 | Resp Therapy (Anesthesia) | OR | Philips Healthcare | M1034B - BIS Module | DE49721420 | 2021-03-01 | 4500 | 2022-05-31
1060512 | BIS Monitor | Physiologic Monitor Modules | Physiologic Monitor Modules, Electroencephalography | Active | MSH | MSH | 7 | Resp Therapy (Anesthesia) | OR | Philips Healthcare | M1034B - BIS Module | DE49721424 | 2021-03-01 | 4500 | 2022-05-31
1060513 | Waterless Milk Warmer | WARMERS | WARMERS, SOLUTION | Active | MSH | MSH | 17U | NICU | NICU | MEDELA INC | 87115 | 1873731 | 2021-05-31 |  | 2022-05-31
1060514 | Waterless Milk Warmer | WARMERS | WARMERS, SOLUTION | Active | MSH | MSH | 17U | NICU | NICU | MEDELA INC | 87115 | 1873958 | 2021-05-31 |  | 2022-05-31
1060515 | Philips Wireless Fetal Transducer Base Station | Philips Wireless Fetal Transducer Base Station | Philips Wireless Fetal Transducer Base Station | Active | MSH | MSH | 1 | Obstetrical Suite (L&D) | Biomed -Spare | Philips Healthcare | 866074 | DE44801676 | 2015-06-29 | 2001 | 2016-06-29
1060518 | Radiographic/Fluoroscopic Systems, Angiography/Interventional | Radiographic/Fluoroscopic Systems | Radiographic/Fluoroscopic Systems, Angiography/Interventional | Active | MSH | MSH | 5 | JDMI - Angio/Interventional | MSH-5-510 | Philips Healthcare | Azurion 7 M20 | 1374 / Sys ID:81256334 | 2021-05-17 |  | 2021-08-10 | System software was upgraded from R1.2.3 to R2.1.5 and then from R2.1.5 to finally R2.2.3 in two steps because of the commercial upgrade R2.1.5, the W/O's are attached with this asset number. The 2 UPS’s for the X-Ray generator in both the Angio suites at MSH is been fed thru TX1 and TX2 panels in RM-535(room next to UPS room). These panels TX1 and TX2 are been fed from 5XRC in the electrical room on the 5th floor at MSH this power is on Emergency power. The power to the computers in both the rooms are coming from panel 5R1fed from 6DA and 5RE1 fed from DP-8DEB both are from Emergency power as well.
1060519 | Thermometers, Electronic, Thermistor/Thermocouple, Patient | Thermometers | Thermometers, Electronic, Thermistor/Thermocouple, Patient | Active | MSH | MSH | 15U | Obstetrical Suite (L&D) | L&D - 15th Floor | Cardinal Health Canada Inc | Filac 3000 AD | A1956275X | 2019-08-14 | 249 | 2023-05-31 | Thermometers, Electronic
1060579 | multimeter | multimeter | multimeter | Active | MSH | MSH | 1 | Biomedical Engineering | 1st Floor | FLUKE BIOMEDICAL | 89-IV | 76280504 | 2012-10-15 | 450 | 2013-10-15
1060596 | multimeter | multimeter | multimeter | Active | MSH | MSH | 1 | Biomedical Engineering | 1st Floor | FLUKE BIOMEDICAL | 289 | 98280116 | 2018-03-08 |  |  | This unit has been in-service for some time. It is just being added to the data base now.
1060609 | Tester | Tester | Tester | Active | MSH | MSH | 1 | Biomedical Engineering | Biomedical Engineering | Rigel Medical | Uni-Therm | 10N-0787 | 2021-06-02 |  | 2023-06-02 | Distributor Clare Instruments US, Inc Model - Uni-Therm Standard 12 month warranty. Can be upgraded to 24 months for free if registered online.
1060696 | Aspirators, Uterine | Aspirators | Aspirators, Uterine | Active | MSH | MSH | 7 | SURGICAL SUITE (COMBINED WITH CYSTO) | OR | OLYMPUS CORP MEDICAL INSTRUMENT DIV | VC-10 | RP1158994 | 2021-06-15
1060700 | Aspirators, Uterine | Aspirators | Aspirators, Uterine | Active | MSH | MSH | 7 | SURGICAL SUITE (COMBINED WITH CYSTO) | OR | OLYMPUS CORP MEDICAL INSTRUMENT DIV | VC-10 | RP1185169 | 2021-06-15 |  | 2022-06-15
1060734 | LCD, DISPLAY, PATIENT MONITOR | LCD | LCD, DISPLAY, PATIENT MONITOR | Active | MSH | MSH | 7 | SURGICAL SUITE (COMBINED WITH CYSTO) | 7th Floor OR | OLYMPUS CORP MEDICAL INSTRUMENT DIV | LMD-2450 MD | 3000066 | 2021-06-16
1060834 | SCALES, OTHER | Scales | SCALES, OTHER | Active | MSH | MSH | 1 | Biomedical Engineering | Biomed | Adam Equipment Inc | HCB-153 | AE76102104 | 2020-01-14 |  | 2021-01-14 | Manufacturer- Adam equipment Supplier- LES Balances PAPP Model # HCB-153
1060841 | Otoscope/Ophthalmascope | Otoscope/Ophthalmascope | Otoscope/Ophthalmascope | Active | MSH | MSH | 15M | Nursing 15 Murray/Antenatal | Antenatal | Welch Allyn | 767 | N/A | 2009-04-30 | 501
1060888 | Thermometers, Electronic | Thermometers | Thermometers, Electronic | Active | MSH | MSH | 5 | ICU | ICU | Welch Allyn | Sure Temp Plus 901053 | 21082985 | 2021-06-30 |  | 2023-06-30
1060900 | Ophthalmoscopes | Ophthalmoscopes | Ophthalmoscopes | Active | MSH | MSH | 3 | Emergency | Emergency | Welch Allyn | 71140 | 20337 | 2021-07-05 |  |  | Panoptic opthalmascope Otoscope Li-ion handle 2x Charging dock
1060901 | Batteries, External Defibrillator | Batteries | Batteries, External Defibrillator | Active | MSH | MSH | 1 | Biomedical Engineering | Biomedical Engineering | ZOLL Canada | Sure Power II - X Series | AJ21FAS0760 | 2020-06-17
1060902 | Batteries, External Defibrillator | Batteries | Batteries, External Defibrillator | Active | MSH | MSH | 1 | Biomedical Engineering | Biomedical Engineering | ZOLL Canada | Sure Power II - X Series | AJ21FAS0829 | 2020-06-17
1060903 | Hand Held Doppler w/display | Hand Held Doppler w/display | Hand Held Doppler w/display | Active | MSH | MSH | 15U | Obstetrical Suite (L&D) | L&D | WALLACH SURGICAL DEVICES INC | L250 | 2020110035 | 2021-07-05 | 750 | 2023-06-17 | Vendor: STAT Medical 2MHz waterproof doppler # 299881
1060906 | Thermometers, Electronic, Thermistor/Thermocouple, Patient | Thermometers | Thermometers, Electronic, Thermistor/Thermocouple, Patient | Active | MSH | MSH | 3 | Emergency | Emergency | Cardinal Health Canada Inc | Filac 3000 AD | A1957262X | 2019-08-14 | 249 | 2022-08-13 | Thermometers, Electronic
1060913 | DEFIBRILLATOR ANALYZER | DEFIBRILLATOR ANALYZER | DEFIBRILLATOR ANALYZER | Active | MSH | MSH | 1 | Biomedical Engineering | Biomed | NETECH CORP | DELTA 3300 | 37128 | 2021-07-07 |  | 2023-07-07
1060914 | DEFIBRILLATOR ANALYZER | DEFIBRILLATOR ANALYZER | DEFIBRILLATOR ANALYZER | Active | MSH | MSH | 1 | Biomedical Engineering | Biomed | NETECH CORP | DELTA 3300 | 37127 | 2021-07-07 |  | 2023-07-07
1060936 | Microscopes | Microscopes | Microscopes | Active | MSH | MSH | 4 | ENT Clinic | ENT | LEICA CANADA INC. |  | 29556 | 2021-07-12
1060974 | Electrosurgical Units | Electrosurgical Units | Electrosurgical Units | Active | MSH | MSH | 7 | SURGICAL SUITE (COMBINED WITH CYSTO) | OR | Valleylab Covidien Div Covidien (US) | Force Triad | T2A26966EX | 2021-07-14 | 20001 | 2017-10-11 | Unit was an exchange for defective device 530508.
1061030 | Monitors, Vital Signs | Monitors, Vital Signs | Monitors, Vital Signs | Active | MSH | MSH | 10N | Nursing 10N Geriatrics | 10th Floor - North Side | MASIMO | V5000S-25107 | MXL0353NRF | 2021-04-29 |  | 2022-04-16
1061031 | Monitors, Vital Signs | Monitors, Vital Signs | Monitors, Vital Signs | Active | MSH | MSH | 10S | Nursing 10N Geriatrics | 10th Floor - South Side | MASIMO | V5000S-25107 | MXL0413DY2 | 2021-04-29 |  | 2022-04-16
1061033 | Monitors, Vital Signs | Monitors, Vital Signs | Monitors, Vital Signs | Active | MSH | MSH | 14N | Nursing 14N Surgery | 14th Floor - North Side | MASIMO | V5000S-25107 | MXL0413DYW | 2021-07-19 |  | 2022-07-19
1061034 | Monitors, Vital Signs | Monitors, Vital Signs | Monitors, Vital Signs | Active | MSH | MSH | 14S | Nursing 14S Medicine | 14th Floor - South Side | MASIMO | V5000S-25107 | MXL0353NRH | 2021-07-19 |  | 2022-07-19
1061038 | THERMOMETERS, INFRARED, EAR | Thermometers | THERMOMETERS, INFRARED, EAR | Active | MSH | MSH | 1 | Biomedical Engineering | Biomed | MASIMO | TIR-1 | 1241220340025903 | 2020-09-18 |  |  | Provided by vendor at no cost Value of device: $665
1061089 | Tables, Examination/Treatment | Tables | Tables, Examination/Treatment | Active | MSH | MSH | 20M | Dovigi Orthopaedic sport Medicine Clinic (BUSINESS DEVELOPMENT) | 20th Floor - Murray Side | Medelco | OmniPlinth | 00989066 | 2021-08-03
1061090 | Tables, Examination/Treatment | Tables | Tables, Examination/Treatment | Active | MSH | MSH | 20M | Dovigi Orthopaedic sport Medicine Clinic (BUSINESS DEVELOPMENT) | 20th Floor - Murray Side | Medelco | OmniPlinth | 00989039 | 2021-08-03
1061091 | Tables, Examination/Treatment | Tables | Tables, Examination/Treatment | Active | MSH | MSH | 20M | Dovigi Orthopaedic sport Medicine Clinic (BUSINESS DEVELOPMENT) | 20th Floor - Murray Side | Medelco | OmniPlinth | 00989061 | 2021-08-03
1061092 | Tables, Examination/Treatment | Tables | Tables, Examination/Treatment | Active | MSH | MSH | 20M | Dovigi Orthopaedic sport Medicine Clinic (BUSINESS DEVELOPMENT) | 20th Floor - Murray Side | Medelco | OmniPlinth | 00989063 | 2021-08-03
1061093 | Tables, Examination/Treatment | Tables | Tables, Examination/Treatment | Active | MSH | MSH | 20M | Dovigi Orthopaedic sport Medicine Clinic (BUSINESS DEVELOPMENT) | 20th Floor - Murray Side | Medelco | OmniPlinth | 00989077 | 2021-08-03
1061094 | Tables, Examination/Treatment | Tables | Tables, Examination/Treatment | Active | MSH | MSH | 20M | Dovigi Orthopaedic sport Medicine Clinic (BUSINESS DEVELOPMENT) | 20th Floor - Murray Side | Medelco | OmniPlinth | 00989060 | 2021-08-03
1061100 | Ophthalmoscope/Otoscopes | Ophthalmoscope/Otoscopes | Ophthalmoscope/Otoscopes | Active | MSH | MSH | 3 | Emergency | Emergency | Amico | DS-UDM-2 | DS11792JG | 2020-10-27 |  | 2022-08-05
1061101 | Ophthalmoscope/Otoscopes | Ophthalmoscope/Otoscopes | Ophthalmoscope/Otoscopes | Active | MSH | MSH | 3 | Emergency | Emergency | Amico | DS-UDM-2 | DS11636JG | 2020-10-27 |  | 2022-08-05
1061105 | Beds, Electric | Beds | Beds, Electric | Active | MSH | MSH | 9 | Nursing 9S Psychiatry | 9S - 901 C | STRYKER CORP | N3FY2YEY-Spirit Select | 66196 | 2021-08-16 |  | 2022-08-16 | -Spirit Select Nurse call (PN#A5XXX) - $28.29; Mattress ( $505 ) - CB10/11 Ver. 3.58 - CB09 Ver. 4.1
1061106 | Beds, Electric | Beds | Beds, Electric | Active | MSH | MSH | 9 | Nursing 9S Psychiatry | 9S - 904 A | STRYKER CORP | N3FY2YEY-Spirit Select | 066197 | 2021-08-16 |  | 2022-08-16 | -Spirit Select Nurse call (PN#A5XXX) - $28.29; Mattress ( $505 ) - CB10/11 Ver. 3.58 - CB09 Ver. 4.1
1061107 | Beds, Electric | Beds | Beds, Electric | Active | MSH | MSH | 9 | Nursing 9S Psychiatry | 9th Floor | STRYKER CORP | N3FY2YEY-Spirit Select | 066198 | 2021-08-16 |  | 2022-08-16 | -Spirit Select Nurse call (PN#A5XXX) - $28.29; Mattress ( $505 ) - CB10/11 Ver. 3.58 - CB09 Ver. 4.1
1061108 | Beds, Electric | Beds | Beds, Electric | Active | MSH | MSH | 9 | Nursing 9S Psychiatry | 9S - 912 B | STRYKER CORP | N3FY2YEY-Spirit Select | 066199 | 2021-08-16 |  | 2022-08-16 | -Spirit Select Nurse call (PN#A5XXX) - $28.29; Mattress ( $505 ) - CB10/11 Ver. 3.58 - CB09 Ver. 4.1
1061109 | Beds, Electric | Beds | Beds, Electric | Active | MSH | MSH | 9 | Nursing 9S Psychiatry | 9th Floor | STRYKER CORP | N3FY2YEY-Spirit Select | 66200 | 2021-08-16 |  | 2022-08-16 | -Spirit Select Nurse call (PN#A5XXX) - $28.29; Mattress ( $505 ) - CB10/11 Ver. 3.58 - CB09 Ver. 4.1
1061110 | Beds, Electric | Beds | Beds, Electric | Active | MSH | MSH | 9 | Nursing 9S Psychiatry | 9S - 902 A | STRYKER CORP | N3FY2YEY-Spirit Select | 66201 | 2021-08-16 |  | 2022-08-16 | -Spirit Select Nurse call (PN#A5XXX) - $28.29; Mattress ( $505 ) - CB10/11 Ver. 3.58 - CB09 Ver. 4.1
1061111 | Beds, Electric | Beds | Beds, Electric | Active | MSH | MSH | 9 | Nursing 9S Psychiatry | 9th Floor | STRYKER CORP | N3FY2YEY-Spirit Select | 66202 | 2021-08-16 |  | 2022-08-16 | -Spirit Select Nurse call (PN#A5XXX) - $28.29; Mattress ( $505 ) - CB10/11 Ver. 3.58 - CB09 Ver. 4.1
1061112 | Beds, Electric | Beds | Beds, Electric | Active | MSH | MSH | 9 | Nursing 9S Psychiatry | 9S - 912 A | STRYKER CORP | N3FY2YEY-Spirit Select | 066203 | 2021-08-16 |  | 2022-08-16 | -Spirit Select Nurse call (PN#A5XXX) - $28.29; Mattress ( $505 ) - CB10/11 Ver. 3.58 - CB09 Ver. 4.1
1061113 | Beds, Electric | Beds | Beds, Electric | Active | MSH | MSH | 9 | Nursing 9S Psychiatry | 9th Floor | STRYKER CORP | N3FY2YEY-Spirit Select | 66204 | 2021-08-16 |  | 2022-08-16 | -Spirit Select Nurse call (PN#A5XXX) - $28.29; Mattress ( $505 ) - CB10/11 Ver. 3.58 - CB09 Ver. 4.1
1061114 | Beds, Electric | Beds | Beds, Electric | Active | MSH | MSH | 9 | Nursing 9S Psychiatry | 9S - 901 A | STRYKER CORP | N3FY2YEY-Spirit Select | 66205 | 2021-08-16 |  | 2022-08-16 | -Spirit Select Nurse call (PN#A5XXX) - $28.29; Mattress ( $505 ) - CB10/11 Ver. 3.58 - CB09 Ver. 4.1
1061115 | Beds, Electric | Beds | Beds, Electric | Active | MSH | MSH | 9 | Nursing 9S Psychiatry | 9S - 902 D | STRYKER CORP | N3FY2YEY-Spirit Select | 066206 | 2021-08-16 |  | 2022-08-16 | -Spirit Select Nurse call (PN#A5XXX) - $28.29; Mattress ( $505 ) - CB10/11 Ver. 3.58 - CB09 Ver. 4.1
1061116 | Beds, Electric | Beds | Beds, Electric | Active | MSH | MSH | 9 | Nursing 9S Psychiatry | 9th Floor | STRYKER CORP | N3FY2YEY-Spirit Select | 66207 | 2021-08-16 |  | 2022-08-16 | -Spirit Select Nurse call (PN#A5XXX) - $28.29; Mattress ( $505 ) - CB10/11 Ver. 3.58 - CB09 Ver. 4.1
1061117 | Beds, Electric | Beds | Beds, Electric | Active | MSH | MSH | 9 | Nursing 9S Psychiatry | 9th Floor | STRYKER CORP | N3FY2YEY-Spirit Select | 66208 | 2021-08-16 |  | 2022-08-16 | -Spirit Select Nurse call (PN#A5XXX) - $28.29; Mattress ( $505 ) - CB10/11 Ver. 3.58 - CB09 Ver. 4.1
1061118 | Beds, Electric | Beds | Beds, Electric | Active | MSH | MSH | 9 | Nursing 9S Psychiatry | 9th Floor | STRYKER CORP | N3FY2YEY-Spirit Select | 066209 | 2021-08-16 |  | 2022-08-16 | -Spirit Select Nurse call (PN#A5XXX) - $28.29; Mattress ( $505 ) - CB10/11 Ver. 3.58 - CB09 Ver. 4.1
1061119 | Beds, Electric | Beds | Beds, Electric | Active | MSH | MSH | 9 | Nursing 9S Psychiatry | 9S - 902 B | STRYKER CORP | N3FY2YEY-Spirit Select | 066210 | 2021-08-16 |  | 2022-08-16 | -Spirit Select Nurse call (PN#A5XXX) - $28.29; Mattress ( $505 ) - CB10/11 Ver. 3.58 - CB09 Ver. 4.1
1061120 | Beds, Electric | Beds | Beds, Electric | Active | MSH | MSH | 9 | Nursing 9S Psychiatry | 9th Floor | STRYKER CORP | N3FY2YEY-Spirit Select | 066211 | 2021-08-16 |  | 2022-08-16 | -Spirit Select Nurse call (PN#A5XXX) - $28.29; Mattress ( $505 ) - CB10/11 Ver. 3.58 - CB09 Ver. 4.1
1061121 | Beds, Electric | Beds | Beds, Electric | Active | MSH | MSH | 9 | Nursing 9S Psychiatry | 9S - 901 D | STRYKER CORP | N3FY2YEY-Spirit Select | 066212 | 2021-08-16 |  | 2022-08-16 | -Spirit Select Nurse call (PN#A5XXX) - $28.29; Mattress ( $505 ) - CB10/11 Ver. 3.58 - CB09 Ver. 4.1
1061154 | Scanning Systems, Ultrasonic | Scanning Systems | Scanning Systems, Ultrasonic | Active | MSH | IVF-Miss | A4 | IVF Clinic | 800 Southdown Road MISSISSAUGA Unit A4 | Canon | Aplio A | C3A2172023 | 2021-08-20 | 0 | 2021-01-05 | APLIO A https://ca.medical.canon/products/ultrasound/aplioa_imaging (800 Southdown Road Unit A4.)on Aug 13, 2021. Probe 1 Serial# FMC2162202 Probe 1 Model# PVT-781VTE Probe 2 Serial# FMC2162203 Probe 2 Model# PVT-781VTE Probe 3 Serial# FMC2162159 Probe 3 Model# PVT-781VTE
1061192 | HYPO/HYPERTHERMIA UNITS | HYPO/HYPERTHERMIA UNITS | HYPO/HYPERTHERMIA UNITS | Active | MSH | MSH | 3 | Emergency | EMERGENCY | STRYKER CORP | 8001 - Altrix | 2019000100553 | 2021-08-12 | 19000 | 2021-07-01 | Needs to be disinfected before first use Clinical support line: 1-866-216-4851 available 24/7 Tammy Merrill Technical support line: 1-800-668-8323 8-6 M-F
1061194 | WARMERS, SOLUTION | WARMERS | WARMERS, SOLUTION | Active | MSH | MSH | 7 | SURGICAL SUITE (COMBINED WITH CYSTO) | 7th Floor | Enthermics Medical Systems | IVNOW-1 | 3003177-000 | 2021-01-19 |  | 2022-08-23 | the unit was received under warranty for replacing the defective one ( asset#1058992 in OR3)
1061200 | Monitors, Vital Signs | Monitors, Vital Signs | Monitors, Vital Signs | Active | MSH | MSH | 17U | NICU | NICU | MASIMO | Root | 2000087050 | 2021-08-20 |  | 2021-04-29 | Replacement for asset#1055002
1061201 | Monitors, Vital Signs | Monitors, Vital Signs | Monitors, Vital Signs | Active | MSH | MSH | 12S | Nursing 12S Medicine | 12th Floor - South Side | MASIMO | Root | 2000048733 | 2021-08-20 |  | 2021-04-29 | Configured to use with Masimo Patient SafetyNet (12-2) Replacement for asset#1055582
1061202 | Video Systems | Video Systems | Video Systems | Active | MSH | MSH | 7 | SURGICAL SUITE (COMBINED WITH CYSTO) | OR 1 | OLYMPUS CORP MEDICAL INSTRUMENT DIV |  | Olympus - OR 1 | 2021-03-29 |  |  | VMC-3 - nCare - Corio Matrix - Monitor 1 (Sony LMD-X310S) - 8003838 Monitor 2 (Sony LMD-X310S) - 8003521 Monitor 3 (Sony LMD-X310S) - 8003624 Wall Monitor (Barco MDSC-8255) - 722016816828
1061203 | Video Systems | Video Systems | Video Systems | Active | MSH | MSH | 7 | SURGICAL SUITE (COMBINED WITH CYSTO) | OR2 | OLYMPUS CORP MEDICAL INSTRUMENT DIV |  | Olympus - OR 2 | 2021-03-29 |  |  | VMC-3 - nCare - Corio Matrix - Monitor 1 (Sony LMD-X310S) - 8003843 Monitor 2 (Sony LMD-X310S) - 8003845 Monitor 3 (Sony LMD-X310S) - 8003813 Wall Monitor (Barco MDSC-8255) - 722006740391
1061204 | Video Systems | Video Systems | Video Systems | Active | MSH | MSH | 7 | SURGICAL SUITE (COMBINED WITH CYSTO) | OR3 | OLYMPUS CORP MEDICAL INSTRUMENT DIV |  | Olympus - OR 3 | 2021-03-29 |  |  | VMC-3 - nCare - Corio Matrix - Monitor 1 (Sony LMD-X310S) - 8003847 Monitor 2 (Sony LMD-X310S) - 8003899 Monitor 3 (Sony LMD-X310S) - 8003960 Wall Monitor (Barco MDSC-8255) - 722016816829
1061205 | Video Systems | Video Systems | Video Systems | Active | MSH | MSH | 7 | SURGICAL SUITE (COMBINED WITH CYSTO) | OR 4 | OLYMPUS CORP MEDICAL INSTRUMENT DIV |  | Olympus - OR 4 | 2021-03-29 |  |  | VMC-3 - nCare - Corio Matrix - Monitor 1 (Sony LMD-X310S) - 8003895 Monitor 2 (Sony LMD-X310S) - 8003901 Monitor 3 (Sony LMD-X310S) - 8003907 Wall Monitor (Barco MDSC-8255) - 722021835464
1061206 | Video Systems | Video Systems | Video Systems | Active | MSH | MSH | 7 | SURGICAL SUITE (COMBINED WITH CYSTO) | OR5 | OLYMPUS CORP MEDICAL INSTRUMENT DIV |  | Olympus - OR 5 | 2021-03-29 |  |  | VMC-3 - nCare - Corio Matrix - Monitor 1 (Sony LMD-X310S) - 8003518 Monitor 2 (Sony LMD-X310S) - 8003520 Monitor 3 (Sony LMD-X310S) - 8003504 Wall Monitor (Barco MDSC-8255) - 722017821471
1061207 | Video Systems | Video Systems | Video Systems | Active | MSH | MSH | 7 | SURGICAL SUITE (COMBINED WITH CYSTO) | OR6 | OLYMPUS CORP MEDICAL INSTRUMENT DIV |  | Olympus - OR 6 | 2021-03-29 |  |  | VMC-3 - nCare - Corio Matrix - Monitor 1 (Sony LMD-X310S) - 8003900 Monitor 2 (Sony LMD-X310S) - 8003897 Monitor 3 (Sony LMD-X310S) - 8003905 Wall Monitor (Barco MDSC-8255) - 722019826831
1061208 | Video Systems | Video Systems | Video Systems | Active | MSH | MSH | 7 | SURGICAL SUITE (COMBINED WITH CYSTO) | OR7 | OLYMPUS CORP MEDICAL INSTRUMENT DIV |  | Olympus - OR 7 | 2021-03-29 |  |  | VMC-3 - nCare - Corio Matrix - Monitor 1 (Sony LMD-X310S) - 8003614 Monitor 2 (Sony LMD-X310S) - 8003836 Monitor 3 (Sony LMD-X310S) - 8003839 Wall Monitor (Barco MDSC-8255) - 722019826830
1061209 | Video Systems | Video Systems | Video Systems | Active | MSH | MSH | 7 | SURGICAL SUITE (COMBINED WITH CYSTO) | OR8 | OLYMPUS CORP MEDICAL INSTRUMENT DIV |  | Olympus - OR 9 | 2021-03-29 |  |  | VMC-3 - nCare - Corio Matrix - Monitor 1 (Sony LMD-X310S) - 8004113 Monitor 2 (Sony LMD-X310S) - 8004018 Monitor 3 (Sony LMD-X310S) - 8004109 Wall Monitor (Barco MDSC-8255) - 722014810740
1061210 | Video Systems | Video Systems | Video Systems | Active | MSH | MSH | 7 | SURGICAL SUITE (COMBINED WITH CYSTO) | OR 9 | OLYMPUS CORP MEDICAL INSTRUMENT DIV |  | Olympus - OR 9 | 2021-03-29 |  |  | VMC-3 - nCare - Corio Matrix - Monitor 1 (Sony LMD-X310S) - 8003976 Monitor 2 (Sony LMD-X310S) - 8003878 Monitor 3 (Sony LMD-X310S) - 8003840 Wall Monitor (Barco MDSC-8255) - 722017821472
1061211 | Video Systems | Video Systems | Video Systems | Active | MSH | MSH | 7 | SURGICAL SUITE (COMBINED WITH CYSTO) | OR10 | OLYMPUS CORP MEDICAL INSTRUMENT DIV |  | Olympus - OR 10 | 2021-03-29 |  |  | VMC-3 - nCare - Corio Matrix - Monitor 1 (Sony LMD-X310ST) - 8000569 Monitor 2 (Sony LMD-X310ST) - 8000566 Monitor 3 (Sony LMD-X310ST) - 8000555 Wall Monitor (Barco MDSC-8255) - 7220218348617
1061212 | Video Systems | Video Systems | Video Systems | Active | MSH | MSH | 7 | SURGICAL SUITE (COMBINED WITH CYSTO) | OR11 | OLYMPUS CORP MEDICAL INSTRUMENT DIV |  | Olympus - OR 11 | 2021-03-29 |  |  | VMC-3 - nCare - Corio Matrix - Monitor 1 (Sony LMD-X310S) - 8003872 Monitor 2 (Sony LMD-X310S) - 8003930 Monitor 3 (Sony LMD-X310S) - 8003627 Wall Monitor (Barco MDSC-8255) - 722021834616
1061213 | Video Systems | Video Systems | Video Systems | Active | MSH | MSH | 7 | SURGICAL SUITE (COMBINED WITH CYSTO) | OR12 | OLYMPUS CORP MEDICAL INSTRUMENT DIV |  | Olympus - OR 12 | 2021-03-29 |  |  | VMC-3 - nCare - Corio Matrix - Monitor 1 (Sony LMD-X310S) - 8003935 Monitor 2 (Sony LMD-X310S) - 8003940 Monitor 3 (Sony LMD-X310S) - 8003848 Wall Monitor (Barco MDSC-8255) - 722021835461
1061214 | Video Systems | Video Systems | Video Systems | Active | MSH | MSH | 7 | SURGICAL SUITE (COMBINED WITH CYSTO) | OR 13 | OLYMPUS CORP MEDICAL INSTRUMENT DIV |  | Olympus - OR 13 | 2021-03-29 |  |  | VMC-3 - nCare - Corio Matrix - Monitor 1 (Sony LMD-X310S) - 8003860 Monitor 2 (Sony LMD-X310S) - 8003837 Monitor 3 (Sony LMD-X310S) - 8003535 Wall Monitor (Barco MDSC-8255) - 722021835458
1061215 | Video Systems | Video Systems | Video Systems | Active | MSH | MSH | 7 | SURGICAL SUITE (COMBINED WITH CYSTO) | OR 14 | OLYMPUS CORP MEDICAL INSTRUMENT DIV |  | Olympus - OR 14 | 2021-03-29 |  |  | VMC-3 - nCare - Corio Matrix - Monitor 1 (Sony LMD-X310S) - 8003908 Monitor 2 (Sony LMD-X310S) - 8003846 Monitor 3 (Sony LMD-X310S) - 8003967 Wall Monitor (Barco MDSC-8255) - 722021835458
1061216 | Video Systems | Video Systems | Video Systems | Active | MSH | MSH | 7 | SURGICAL SUITE (COMBINED WITH CYSTO) | OR15 | OLYMPUS CORP MEDICAL INSTRUMENT DIV |  | Olympus - OR 15 | 2021-03-29 |  |  | VMC-3 - nCare - Corio Matrix - Monitor 1 (Sony LMD-X310S) - 8003785 Monitor 2 (Sony LMD-X310S) - 8003937 Monitor 3 (Sony LMD-X310S) - 8003841 Wall Monitor (Barco MDSC-8255) - 722021835456
1061217 | Video Systems | Video Systems | Video Systems | Active | MSH | MSH | 7 | SURGICAL SUITE (COMBINED WITH CYSTO) | OR16 | OLYMPUS CORP MEDICAL INSTRUMENT DIV |  | Olympus - OR 16 | 2021-03-29 |  |  | VMC-3 - nCare - Corio Matrix - Monitor 1 (Sony LMD-X310S) - 8003533 Monitor 2 (Sony LMD-X310S) - 8003932 Monitor 3 (Sony LMD-X310S) - 8003941 Wall Monitor (Barco MDSC-8255) - 722021835460
1061218 | Video Systems | Video Systems | Video Systems | Active | MSH | MSH | 7 | SURGICAL SUITE (COMBINED WITH CYSTO) | OR17 | OLYMPUS CORP MEDICAL INSTRUMENT DIV |  | Olympus - OR 17 | 2021-03-29 |  |  | VMC-3 - nCare - Corio Matrix - Monitor 1 (Sony LMD-X310S) - 8003929 Monitor 2 (Sony LMD-X310S) - 8003869 Monitor 3 (Sony LMD-X310S) - N/A Wall Monitor (Barco MDSC-8255) - 722019826833
1061219 | Video Systems | Video Systems | Video Systems | Active | MSH | MSH | 7 | SURGICAL SUITE (COMBINED WITH CYSTO) | OR18 | OLYMPUS CORP MEDICAL INSTRUMENT DIV |  | Olympus - OR 18 | 2021-03-29 |  |  | VMC-3 - nCare - Corio Matrix - Monitor 1 (Sony LMD-X310S) - 8003931 Monitor 2 (Sony LMD-X310S) - 8003920 Monitor 3 (Sony LMD-X310S) - N/A Wall Monitor (Barco MDSC-8255) - 722019826832
1061220 | Video Systems | Video Systems | Video Systems | Active | MSH | MSH | 7 | SURGICAL SUITE (COMBINED WITH CYSTO) | OR19 | OLYMPUS CORP MEDICAL INSTRUMENT DIV |  | Olympus - OR 19 | 2021-03-29 |  |  | VMC-3 - nCare - Corio Matrix - Monitor 1 (Sony LMD-X310S) - 8003942 Monitor 2 (Sony LMD-X310S) - 8003987 Monitor 3 (Sony LMD-X310S) - 8003943 Wall Monitor (Barco MDSC-8255) - 722021835457
1061254 | Batteries, External Defibrillator | Batteries | Batteries, External Defibrillator | Active | MSH | MSH | 1 | Biomedical Engineering | Biomedical Engineering | ZOLL Canada | Sure Power II - X Series | AJ21FAS2608 | 2020-06-17
1061316 | Server, Imaging | Server | Server, Imaging | Active | MSH | MSH | 16U | Echocardiography | 16th Floor - University Side | GE Healthcare |  | CRRQ 2M6J | 2021-01-18 |  |  | Viewpoint - Cloud PACS Server for Echocardiography Call 1 877 644 3114 for GE support using site CRRQ 2M6J. Nixon Yasi (MSH IT) able to help with server configuration. Server is MSHECHO02, password is "SQL"
1061318 | Monitors, Vital Signs | Monitors, Vital Signs | Monitors, Vital Signs | Active | BH | BH | 4N | Bridgepoint | 4th Floor - North Side | Welch Allyn | SPOT 420 | 201800785 | 2018-01-01 | 0 | 2017-03-04
1061319 | Monitors, Vital Signs | Monitors, Vital Signs | Monitors, Vital Signs | Active | BH | BH | 4N | Bridgepoint | 4th Floor - North Side | Welch Allyn | SPOT 420 | 201800756 | 2018-01-01 | 0 | 2017-03-04
1061320 | Pulse CO-Oximeter | Pulse CO-Oximeter | Pulse CO-Oximeter | Active | MSH | MSH | 11S | Biomedical Engineering | 11th Floor - South Side | MASIMO | Radical-7 | 1000061035 | 2014-09-09 | 2774 | 2015-09-26 | -Monitor -P. O # Part of the Masimo Project
1061329 | Tables, Operating | Tables | Tables, Operating | Active | MSH | MSH | 7 | SURGICAL SUITE (COMBINED WITH CYSTO) | OR | Hill-Rom Canada Ltd | TS7000dv-Trusystem | 108469461 | 2021-01-13 |  | 2022-09-03 | "Hillrom Canada 6950 Creditview Road Unit # 4 Mississauga, Ontario, L5N 0A6" Primary Contact: Martine Gilbert Phone Number: 647-389-4669 In OR11 for Davinci Robot Model TS7000dV
1061333 | Wound Therapy Systems, Negative-Pressure | Negative-Pressure Wound Therapy Systems | Negative-Pressure Wound Therapy Systems | Active | MSH | MSH | 11N | Nursing 11N Medicine | 11th Floor - North Side | KCI Kinetic Concepts Inc | 60400 | GAAC12751 | 2021-03-25 | 4325 | 2022-09-03 | Occlusion sensor recall# 2024110149 completed. Unit not affected by recall.
1061335 | Scales, Infant | Scales | Scales, Infant | Active | MSH | MSH | 15U | Obstetrical Suite (L&D) | L&D | SCALE-TRONIX INC | 4802D-AX-XB | U107232211937 | 2021-09-07 |  | 2022-08-30 | Purchased mobile cart with unit at a cost of $1251.00 Vendor: Global Medical Products Inc.
1061340 | Transmitter/Receiver Systems, Telephone, Physiologic Monitor | Transmitter/Receiver Systems | Transmitter/Receiver Systems, Telephone, Physiologic Monitor | Active | MSH | MSH | 7 | SURGICAL SUITE (COMBINED WITH CYSTO) | OR | STRYKER CORP | SYNK Wireless Transmitter | 13H016354 | 2015-04-22 | 5001
1061341 | Information Systems, Data Management | Information Systems | Information Systems, Data Management | Active | MSH | MSH | 7 | SURGICAL SUITE (COMBINED WITH CYSTO) | OR | STRYKER CORP | 02400 60100 | 13H021254 | 2015-04-22 | 5001
1061342 | Display Monitor, Flat Panel | Display Monitor | Display Monitor, Flat Panel | Active | MSH | MSH | 7 | SURGICAL SUITE (COMBINED WITH CYSTO) | OR | STRYKER CORP | WiSe 26" HDTV | VHW263D0123 | 2012-10-10 | 5001 | 2013-10-10
1061343 | Display Monitor, Flat Panel | Display Monitor | Display Monitor, Flat Panel | Active | MSH | MSH | 7 | SURGICAL SUITE (COMBINED WITH CYSTO) | OR | STRYKER CORP | WiSe 26" HDTV | SVP266K0378 | 2012-10-10 | 5001 | 2013-10-10
1061344 | LED Light Source | LED Light Source | LED Light Source | Active | MSH | MSH | 7 | SURGICAL SUITE (COMBINED WITH CYSTO) | OR | STRYKER CORP | 022021000 | 12G013724 | 2017-10-13 |  |  | Model name is L9000
1061345 | Digital Color Printer | Digital Color Printer | Digital Color Printer | Active | MSH | MSH | 7 | SURGICAL SUITE (COMBINED WITH CYSTO) | OR | STRYKER CORP | SDP1000 | 88489 | 2015-04-22 | 1001 | 2016-04-22
1061348 | Warming Units, Patient, Forced-Air | Warming Units | Warming Units, Patient, Forced-Air | Active | MSH | MSH | 18 | ICU | 18th Floor - ICU | STRYKER CORP | MA1100-PM | 190369174 | 2021-09-08 |  |  | Replacement for 1049055
1061363 | BLOOD FLOW DETECTORS, ULTRASONIC | BLOOD FLOW DETECTORS | BLOOD FLOW DETECTORS, ULTRASONIC | Active | MSH | MSH | 11S | Nursing 11S Medicine | 11th Floor - South Side | WALLACH SURGICAL DEVICES INC | L150 | 2021040004 | 2021-09-10 | 756 |  | Unit comes with vascular probe, 8Mhz, s/n01141625.
1061364 | Mobile C-Arm | Radiographic/Fluoroscopic Units | Radiographic/Fluoroscopic Units, Mobile, Extremity | Active | MSH | MSH | 7 | SURGICAL SUITE (COMBINED WITH CYSTO) | 7th Floor | Hologic | Fluoroscan Insight FD | 30-0721-01M | 2021-08-24 |  |  | IIm # 8
1061366 | Lights, Examination | Lights | Lights, Examination | Active | MSH | MSH | 6 | Pathology | Anatomic Pathology | Welch Allyn | GS 900 | 409441 | 2021-09-13
1061367 | Ophthalmoscope/Otoscopes | Ophthalmoscope/Otoscopes | Ophthalmoscope/Otoscopes | Active | MSH | MSH | 3 | Emergency | ED West | Amico | DS-UDM-2 | DS12270CH | 2021-01-01 |  | 2022-01-12
1061383 | Humidifiers | Humidifiers | Humidifiers | Active | MSH | MSH | 18 | Respiratory Therapy | ICU | FISHER PAYKEL | PT101US | 201210227609 | 2021-04-01 |  | 2022-04-01 | On loan for research purposes. This device is associated with PO number: 7300002576 Vendor: FISHER & PAYKEL HEALTHCARE 2045 BOUL DAGENAIS O SUITE 180 PALATINE, IL, 60055-6926 USA Phone:8004463908 Fax:9494534096 Email:rudy.garcia@fphcare.com Vendor No:1000160
1061384 | Surgical Navigation System | Surgical Navigation System | Surgical Navigation System | Active | MSH | MSH | 7 | SURGICAL SUITE (COMBINED WITH CYSTO) | 7th Floor | Medtronic of Canada | STEALTHSTATION S8 MAIN CART 00643169722187 | N30008653 | 2021-08-30 | 197750 | 2022-08-30 | MSH OR MEDTRONIC STEALTH S8 NAVIGATION Peer Configuration and DICOM QR Configuration setup studied and applied ME# 1061384 AE title: MSH-OR-S8A IP address: 172.20.220.145 - 00 1C 7F 77 68 92 Subnet Mask: 255.255.252.0 Gateway: 172.20.22.1 CHANGE REQ# 1451
1061385 | Surgical Navigation System | Surgical Navigation System | Surgical Navigation System | Active | MSH | MSH | 7 | SURGICAL SUITE (COMBINED WITH CYSTO) | 7th Floor | Medtronic of Canada | STEALTHSTATION S8 MAIN CART 00643169722187 | N30449293 | 2021-08-30 | 197750 | 2022-08-30 | MSH OR MEDTRONIC STEALTH S8 NAVIGATION Peer Configuration and DICOM QR Configuration setup studied and applied ME# 1061385 AE title: MSH-OR-S8B IP address: 172.20.220.146 - 00 1C 7F 77 6B 6C Subnet Mask: 255.255.252.0 Gateway: 172.20.22.1 CHANGE REQ# 1451
1061387 | Thermometers, Electronic, Infrared, Ear | Thermometers | Thermometers, Electronic, Infrared, Ear | Active | MSH | MSH | 3 | Emergency | ED | Cardinal Health Canada Inc | Genius 3 | N21703277 | 2020-04-14 |  | 2023-04-14
1061391 | Monitors, Vital Signs | Monitors, Vital Signs | Monitors, Vital Signs | Active | BH | BH | 6N | Bridgepoint | 6th Floor - North Side | Welch Allyn | SPOT 420 | 201800766 | 2018-01-01 | 0 | 2017-03-04
1061392 | Insufflators, Laparoscopic | Insufflators | Insufflators, Laparoscopic | Active | MSH | MSH | 7 | SURGICAL SUITE (COMBINED WITH CYSTO) | OR | OLYMPUS CORP MEDICAL INSTRUMENT DIV | UHI-4 | 7638351 | 2018-02-15 |  |  | On Olympus Tower 68568
1061411 | Med Surg Bed | Beds | Beds, Electric | Active | MSH | MSH | 14S | Biomedical Engineering | 14th Floor South Surgical | STRYKER CORP | Procuity LEX | 2108000449 | 2021-09-21 | 2001
1061412 | Med Surg Bed | Beds | Beds, Electric | Active | MSH | MSH | 14S | Biomedical Engineering | 14th Floor South Surgical | STRYKER CORP | Procuity LEX | 2107001735 | 2021-09-21 | 2001
1061413 | Med Surg Bed | Beds | Beds, Electric | Active | MSH | MSH | 14S | Biomedical Engineering | 14th Floor South Surgical | STRYKER CORP | Procuity LEX | 2108000445 | 2021-09-21 | 2001
1061414 | Med Surg Bed | Beds | Beds, Electric | Active | MSH | MSH | 14S | Biomedical Engineering | 14th Floor South Surgical | STRYKER CORP | Procuity LEX | 2107001733 | 2021-09-21 | 2001
1061415 | Med Surg Bed | Beds | Beds, Electric | Active | MSH | MSH | 14S | Biomedical Engineering | 14th Floor South Surgical | STRYKER CORP | Procuity LEX | 2107001705 | 2021-09-21 | 2001
1061416 | Med Surg Bed | Beds | Beds, Electric | Active | MSH | MSH | 14S | Biomedical Engineering | 14th Floor South Surgical | STRYKER CORP | Procuity LEX | 2107001747 | 2021-09-21 | 2001
1061417 | Med Surg Bed | Beds | Beds, Electric | Active | MSH | MSH | 14S | Biomedical Engineering | 14th Floor South Surgical | STRYKER CORP | Procuity LEX | 2107001717 | 2021-09-21 | 2001
1061418 | Med Surg Bed | Beds | Beds, Electric | Active | MSH | MSH | 14S | Biomedical Engineering | 14th Floor South Surgical | STRYKER CORP | Procuity LEX | 2107001709 | 2021-09-21 | 2001
1061419 | Med Surg Bed | Beds | Beds, Electric | Active | MSH | MSH | 12N | Biomedical Engineering | 12 North - Room 27A | STRYKER CORP | Procuity LEX | 2107001723 | 2021-09-21 | 2001
1061420 | Med Surg Bed | Beds | Beds, Electric | Active | MSH | MSH | 14S | Biomedical Engineering | 14th Floor South Surgical | STRYKER CORP | Procuity LEX | 2107001715 | 2021-09-21 | 2001
1061421 | Med Surg Bed | Beds | Beds, Electric | Active | MSH | MSH | 14S | Biomedical Engineering | 14th Floor South Surgical | STRYKER CORP | Procuity LEX | 2107001719 | 2021-09-21 | 2001
1061422 | Med Surg Bed | Beds | Beds, Electric | Active | MSH | MSH | 14S | Biomedical Engineering | 14th Floor South Surgical | STRYKER CORP | Procuity LEX | 2107001751 | 2021-09-21 | 2001
1061423 | Med Surg Bed | Beds | Beds, Electric | Active | MSH | MSH | 14S | Biomedical Engineering | 14th Floor South Surgical | STRYKER CORP | Procuity LEX | 2107001759 | 2021-09-21 | 2001
1061424 | Med Surg Bed | Beds | Beds, Electric | Active | MSH | MSH | 14S | Biomedical Engineering | 14th Floor South Surgical | STRYKER CORP | Procuity LEX | 2107001726 | 2021-09-21 | 2001
1061425 | Med Surg Bed | Beds | Beds, Electric | Active | MSH | MSH | 14S | Biomedical Engineering | 14th Floor South Surgical | STRYKER CORP | Procuity LEX | 2107001761 | 2021-09-21 | 2001
1061426 | Med Surg Bed | Beds | Beds, Electric | Active | MSH | MSH | 14S | Biomedical Engineering | 14th Floor South Surgical | STRYKER CORP | Procuity LEX | 2107001750 | 2021-09-21 | 2001
1061427 | Med Surg Bed | Beds | Beds, Electric | Active | MSH | MSH | 14S | Biomedical Engineering | 14th Floor South Surgical | STRYKER CORP | Procuity LEX | 2107001753 | 2021-09-21 | 2001
1061428 | Med Surg Bed | Beds | Beds, Electric | Active | MSH | MSH | 14S | Biomedical Engineering | 14th Floor South Surgical | STRYKER CORP | Procuity LEX | 2107001714 | 2021-09-21 | 2001
1061429 | Med Surg Bed | Beds | Beds, Electric | Active | MSH | MSH | 14S | Biomedical Engineering | 14th Floor South Surgical | STRYKER CORP | Procuity LEX | 2107001722 | 2021-09-21 | 2001
1061430 | Med Surg Bed | Beds | Beds, Electric | Active | MSH | MSH | 14S | Biomedical Engineering | 14th Floor South Surgical | STRYKER CORP | Procuity LEX | 2107001724 | 2021-09-21 | 2001
1061431 | Med Surg Bed | Beds | Beds, Electric | Active | MSH | MSH | 14S | Biomedical Engineering | 14th Floor South Surgical | STRYKER CORP | Procuity LEX | 2107001743 | 2021-09-21 | 2001
1061432 | Med Surg Bed | Beds | Beds, Electric | Active | MSH | MSH | 14S | Biomedical Engineering | 14th Floor South Surgical | STRYKER CORP | Procuity LEX | 2107001725 | 2021-09-21 | 2001
1061433 | Med Surg Bed | Beds | Beds, Electric | Active | MSH | MSH | 14S | Biomedical Engineering | 14th Floor South Surgical | STRYKER CORP | Procuity LEX | 2107001721 | 2021-09-21 | 2001
1061434 | Med Surg Bed | Beds | Beds, Electric | Active | MSH | MSH | 14S | Biomedical Engineering | 14th Floor South Surgical | STRYKER CORP | Procuity LEX | 2107001728 | 2021-09-21 | 2001
1061435 | Med Surg Bed | Beds | Beds, Electric | Active | MSH | MSH | 14S | Biomedical Engineering | 14th Floor South Surgical | STRYKER CORP | Procuity LEX | 2107001711 | 2021-09-21 | 2001
1061436 | Med Surg Bed | Beds | Beds, Electric | Active | MSH | MSH | 14S | Biomedical Engineering | 14th Floor South Surgical | STRYKER CORP | Procuity LEX | 2107001710 | 2021-09-21 | 2001
1061437 | Med Surg Bed | Beds | Beds, Electric | Active | MSH | MSH | 14S | Biomedical Engineering | 14th Floor South Surgical | STRYKER CORP | Procuity LEX | 2107001713 | 2021-09-21 | 2001
1061438 | Med Surg Bed | Beds | Beds, Electric | Active | MSH | MSH | 14S | Biomedical Engineering | 14th Floor South Surgical | STRYKER CORP | Procuity LEX | 2107001712 | 2021-09-21 | 2001
1061439 | Med Surg Bed | Beds | Beds, Electric | Active | MSH | MSH | 14S | Biomedical Engineering | 14th Floor South Surgical | STRYKER CORP | Procuity LEX | 2107001720 | 2021-09-21 | 2001
1061440 | Med Surg Bed | Beds | Beds, Electric | Active | MSH | MSH | 14S | Biomedical Engineering | 14th Floor South Surgical | STRYKER CORP | Procuity LEX | 2107001765 | 2021-09-21 | 2001
1061441 | Med Surg Bed | Beds | Beds, Electric | Active | MSH | MSH | 14S | Biomedical Engineering | 14th Floor South Surgical | STRYKER CORP | Procuity LEX | 2107001766 | 2021-09-21 | 2001
1061442 | Med Surg Bed | Beds | Beds, Electric | Active | MSH | MSH | 14S | Biomedical Engineering | 14th Floor South Surgical | STRYKER CORP | Procuity LEX | 2107001718 | 2021-09-21 | 2001
1061443 | Med Surg Bed | Beds | Beds, Electric | Active | MSH | MSH | 14N | Biomedical Engineering | 14th Floor North Surgical | STRYKER CORP | Procuity LEX | 2108000443 | 2021-09-21 | 2001
1061444 | Med Surg Bed | Beds | Beds, Electric | Active | MSH | MSH | 14N | Biomedical Engineering | 15th Floor North Surgical | STRYKER CORP | Procuity LEX | 2107001760 | 2021-09-21 | 2001
1061445 | Med Surg Bed | Beds | Beds, Electric | Active | MSH | MSH | 14N | Biomedical Engineering | 16th Floor North Surgical | STRYKER CORP | Procuity LEX | 2108000451 | 2021-09-21 | 2001
1061446 | Med Surg Bed | Beds | Beds, Electric | Active | MSH | MSH | 14N | Biomedical Engineering | 17th Floor North Surgical | STRYKER CORP | Procuity LEX | 2108000448 | 2021-09-21 | 2001
1061447 | Med Surg Bed | Beds | Beds, Electric | Active | MSH | MSH | 14N | Biomedical Engineering | 18th Floor North Surgical | STRYKER CORP | Procuity LEX | 2107001764 | 2021-09-21 | 2001
1061448 | Med Surg Bed | Beds | Beds, Electric | Active | MSH | MSH | 14N | Biomedical Engineering | 19th Floor North Surgical | STRYKER CORP | Procuity LEX | 2108000447 | 2021-09-21 | 2001
1061449 | Med Surg Bed | Beds | Beds, Electric | Active | MSH | MSH | 14N | Biomedical Engineering | 20th Floor North Surgical | STRYKER CORP | Procuity LEX | 2108000450 | 2021-09-21 | 2001
1061450 | Med Surg Bed | Beds | Beds, Electric | Active | MSH | MSH | 14N | Biomedical Engineering | 21st Floor North Surgical | STRYKER CORP | Procuity LEX | 2107001742 | 2021-09-21 | 2001
1061451 | Med Surg Bed | Beds | Beds, Electric | Active | MSH | MSH | 14N | Biomedical Engineering | 22nd Floor North Surgical | STRYKER CORP | Procuity LEX | 2107001748 | 2021-09-21 | 2001
1061452 | Med Surg Bed | Beds | Beds, Electric | Active | MSH | MSH | 14N | Biomedical Engineering | 23rd Floor North Surgical | STRYKER CORP | Procuity LEX | 2107001708 | 2021-09-21 | 2001
1061453 | Med Surg Bed | Beds | Beds, Electric | Active | MSH | MSH | 14N | Biomedical Engineering | 24th Floor North Surgical | STRYKER CORP | Procuity LEX | 2108000446 | 2021-09-21 | 2001
1061454 | Med Surg Bed | Beds | Beds, Electric | Active | MSH | MSH | 14N | Biomedical Engineering | 14th floor | STRYKER CORP | Procuity LEX | 2107001739 | 2021-09-21 | 2001
1061455 | Med Surg Bed | Beds | Beds, Electric | Active | MSH | MSH | 14N | Biomedical Engineering | 26th Floor North Surgical | STRYKER CORP | Procuity LEX | 2107001738 | 2021-09-21 | 2001
1061456 | Med Surg Bed | Beds | Beds, Electric | Active | MSH | MSH | 14N | Biomedical Engineering | 27th Floor North Surgical | STRYKER CORP | Procuity LEX | 2108000452 | 2021-09-21 | 2001
1061457 | Med Surg Bed | Beds | Beds, Electric | Active | MSH | MSH | 14N | Biomedical Engineering | 28th Floor North Surgical | STRYKER CORP | Procuity LEX | 2107001707 | 2021-09-21 | 2001
1061458 | Med Surg Bed | Beds | Beds, Electric | Active | MSH | MSH | 14N | Biomedical Engineering | 29th Floor North Surgical | STRYKER CORP | Procuity LEX | 2107001734 | 2021-09-21 | 2001
1061459 | Med Surg Bed | Beds | Beds, Electric | Active | MSH | MSH | 14N | Biomedical Engineering | 30th Floor North Surgical | STRYKER CORP | Procuity LEX | 2107001741 | 2021-09-21 | 2001
1061460 | Med Surg Bed | Beds | Beds, Electric | Active | MSH | MSH | 14N | Biomedical Engineering | 31st Floor North Surgical | STRYKER CORP | Procuity LEX | 2107001732 | 2021-09-21 | 2001
1061461 | Med Surg Bed | Beds | Beds, Electric | Active | MSH | MSH | 12N | Biomedical Engineering | 12 North - Room 24 | STRYKER CORP | Procuity LEX | 2108000442 | 2021-09-21 | 2001
1061462 | Med Surg Bed | Beds | Beds, Electric | Active | MSH | MSH | 14N | Biomedical Engineering | 33rd Floor North Surgical | STRYKER CORP | Procuity LEX | 2107001752 | 2021-09-21 | 2001
1061463 | Med Surg Bed | Beds | Beds, Electric | Active | MSH | MSH | 14N | Biomedical Engineering | 34th Floor North Surgical | STRYKER CORP | Procuity LEX | 2107001746 | 2021-09-21 | 2001
1061464 | Med Surg Bed | Beds | Beds, Electric | Active | MSH | MSH | 14N | Biomedical Engineering | 35th Floor North Surgical | STRYKER CORP | Procuity LEX | 2107001756 | 2021-09-21 | 2001
1061465 | Med Surg Bed | Beds | Beds, Electric | Active | MSH | MSH | 14N | Biomedical Engineering | 36th Floor North Surgical | STRYKER CORP | Procuity LEX | 2107001767 | 2021-09-21 | 2001
1061466 | Med Surg Bed | Beds | Beds, Electric | Active | MSH | MSH | 14N | Biomedical Engineering | 37th Floor North Surgical | STRYKER CORP | Procuity LEX | 2107001763 | 2021-09-21 | 2001
1061467 | Med Surg Bed | Beds | Beds, Electric | Active | MSH | MSH | 14N | Biomedical Engineering | 38th Floor North Surgical | STRYKER CORP | Procuity LEX | 2107001731 | 2021-09-21 | 2001
1061468 | Med Surg Bed | Beds | Beds, Electric | Active | MSH | MSH | 14N | Biomedical Engineering | 39th Floor North Surgical | STRYKER CORP | Procuity LEX | 2107001740 | 2021-09-21 | 2001
1061469 | Med Surg Bed | Beds | Beds, Electric | Active | MSH | MSH | 14N | Biomedical Engineering | 40th Floor North Surgical | STRYKER CORP | Procuity LEX | 2107001744 | 2021-09-21 | 2001
1061470 | Med Surg Bed | Beds | Beds, Electric | Active | MSH | MSH | 14N | Biomedical Engineering | 41st Floor North Surgical | STRYKER CORP | Procuity LEX | 2108000444 | 2021-09-21 | 2001
1061471 | Med Surg Bed | Beds | Beds, Electric | Active | MSH | MSH | 14N | Biomedical Engineering | 42nd Floor North Surgical | STRYKER CORP | Procuity LEX | 2107001737 | 2021-09-21 | 2001
1061472 | Med Surg Bed | Beds | Beds, Electric | Active | MSH | MSH | 14N | Biomedical Engineering | 43rd Floor North Surgical | STRYKER CORP | Procuity LEX | 2107001706 | 2021-09-21 | 2001
1061473 | Med Surg Bed | Beds | Beds, Electric | Active | MSH | MSH | 14N | Biomedical Engineering | 44th Floor North Surgical | STRYKER CORP | Procuity LEX | 2107001736 | 2021-09-21 | 2001
1061553 | PATIENT POSITIONING SYSTEM | PATIENT POSITIONING SYSTEM | PATIENT POSITIONING SYSTEM | Active | MSH | MSH | 1 | Biomedical Engineering | 1st Floor | SAGE PRODUCTS INC | Prevalon AirTap System | 21082-127 | 2021-09-21
1061554 | Waste-Disposal Units | Waste-Disposal Units | Waste-Disposal Units | Active | MSH | MSH | 7 | SURGICAL SUITE (COMBINED WITH CYSTO) | OR | STRYKER CORP | Neptune 3 Rover | 2115212903 | 2021-09-24
1061556 | Pumps, Insufflating | Pumps | Pumps, Insufflating | Active | MSH | MSH | 1 | Biomedical Engineering | Biomed | STRYKER CORP | IsoTour Pump | 2020017403786 | 2021-09-21
1061557 | Pumps, Insufflating | Pumps | Pumps, Insufflating | Active | MSH | MSH | 1 | Biomedical Engineering | Biomed | STRYKER CORP | IsoTour Pump | 2020017403791 | 2021-09-21
1061558 | Pumps, Insufflating | Pumps | Pumps, Insufflating | Active | MSH | MSH | 1 | Biomedical Engineering | Biomed | STRYKER CORP | IsoTour Pump | 2020017402676 | 2021-09-21
1061661 | Pumps, Insufflating | Pumps | Pumps, Insufflating | Active | MSH | MSH | 1 | Biomedical Engineering | Biomed | STRYKER CORP | IsoTour Pump | 2020017403759 | 2021-09-22
1061662 | Pumps, Insufflating | Pumps | Pumps, Insufflating | Active | MSH | MSH | 1 | Biomedical Engineering | Biomed | STRYKER CORP | IsoTour Pump | 2020017403729 | 2021-09-22
1061663 | Pumps, Insufflating | Pumps | Pumps, Insufflating | Active | MSH | MSH | 1 | Biomedical Engineering | Biomed | STRYKER CORP | IsoTour Pump | 2020017403763 | 2021-09-22
1061664 | Pumps, Insufflating | Pumps | Pumps, Insufflating | Active | MSH | MSH | 1 | Biomedical Engineering | Biomed | STRYKER CORP | IsoTour Pump | 2020017402699 | 2021-09-22
1061665 | Pumps, Insufflating | Pumps | Pumps, Insufflating | Active | MSH | MSH | 1 | Biomedical Engineering | Biomed | STRYKER CORP | IsoTour Pump | 2020017403770 | 2021-09-22
1061666 | Pumps, Insufflating | Pumps | Pumps, Insufflating | Active | MSH | MSH | 1 | Biomedical Engineering | Biomed | STRYKER CORP | IsoTour Pump | 2020017403787 | 2021-09-22
1061667 | Pumps, Insufflating | Pumps | Pumps, Insufflating | Active | MSH | MSH | 1 | Biomedical Engineering | Biomed | STRYKER CORP | IsoTour Pump | 2020017403781 | 2021-09-22
1061668 | Pumps, Insufflating | Pumps | Pumps, Insufflating | Active | MSH | MSH | 1 | Biomedical Engineering | Biomed | STRYKER CORP | IsoTour Pump | 2020017403783 | 2021-09-22
1061669 | Pumps, Insufflating | Pumps | Pumps, Insufflating | Active | MSH | MSH | 1 | Biomedical Engineering | Biomed | STRYKER CORP | IsoTour Pump | 2020017403789 | 2021-09-22
1061670 | Pumps, Insufflating | Pumps | Pumps, Insufflating | Active | MSH | MSH | 1 | Biomedical Engineering | Biomed | STRYKER CORP | IsoTour Pump | 2020017403728 | 2021-09-22
1061671 | Pumps, Insufflating | Pumps | Pumps, Insufflating | Active | MSH | MSH | 1 | Biomedical Engineering | Biomed | STRYKER CORP | IsoTour Pump | 2020017403743 | 2021-09-22
1061672 | Pumps, Insufflating | Pumps | Pumps, Insufflating | Active | MSH | MSH | 1 | Biomedical Engineering | Biomed | STRYKER CORP | IsoTour Pump | 2020017403785 | 2021-09-22
1061673 | Pumps, Insufflating | Pumps | Pumps, Insufflating | Active | MSH | MSH | 1 | Biomedical Engineering | Biomed | STRYKER CORP | IsoTour Pump | 2020017403736 | 2021-09-22
1061674 | Pumps, Insufflating | Pumps | Pumps, Insufflating | Active | MSH | MSH | 1 | Biomedical Engineering | Biomed | STRYKER CORP | IsoTour Pump | 2020017403767 | 2021-09-22
1061675 | Pumps, Insufflating | Pumps | Pumps, Insufflating | Active | MSH | MSH | 1 | Biomedical Engineering | Biomed | STRYKER CORP | IsoTour Pump | 2020017403775 | 2021-09-22
1061676 | Pumps, Insufflating | Pumps | Pumps, Insufflating | Active | MSH | MSH | 1 | Biomedical Engineering | Biomed | STRYKER CORP | IsoTour Pump | 2020017403790 | 2021-09-22
1061677 | Pumps, Insufflating | Pumps | Pumps, Insufflating | Active | MSH | MSH | 1 | Biomedical Engineering | Biomed | STRYKER CORP | IsoTour Pump | 2020017403760 | 2021-09-22
1061678 | Pumps, Insufflating | Pumps | Pumps, Insufflating | Active | MSH | MSH | 1 | Biomedical Engineering | Biomed | STRYKER CORP | IsoTour Pump | 2020017403742 | 2021-09-22
1061679 | Pumps, Insufflating | Pumps | Pumps, Insufflating | Active | MSH | MSH | 1 | Biomedical Engineering | Biomed | STRYKER CORP | IsoTour Pump | 2020017402781 | 2021-09-22
1061680 | Pumps, Insufflating | Pumps | Pumps, Insufflating | Active | MSH | MSH | 1 | Biomedical Engineering | Biomed | STRYKER CORP | IsoTour Pump | 2020017402932 | 2021-09-22
1061681 | Pumps, Insufflating | Pumps | Pumps, Insufflating | Active | MSH | MSH | 1 | Biomedical Engineering | Biomed | STRYKER CORP | IsoTour Pump | 2020017402749 | 2021-09-22
1061682 | Pumps, Insufflating | Pumps | Pumps, Insufflating | Active | MSH | MSH | 1 | Biomedical Engineering | Biomed | STRYKER CORP | IsoTour Pump | 2020017403757 | 2021-09-22
1061857 | Processors, Electronic Image | Processors | Processors, Electronic Image | Active | MSH | MSH | 7 | SURGICAL SUITE (COMBINED WITH CYSTO) | OR | OLYMPUS CORP MEDICAL INSTRUMENT DIV | N/A | 7100366 | 2021-09-27 |  |  | loaner device for OR 11 60 mohms N: 57.6 uA R: 57 uA
1061858 | Light Sources | Light Sources | Light Sources | Active | MSH | MSH | 7 | SURGICAL SUITE (COMBINED WITH CYSTO) | OR | OLYMPUS CORP MEDICAL INSTRUMENT DIV | CLV-180 | 7100561 | 2021-09-27 |  |  | loaner device for OR 11 84 mohms R:96.8 uA N: 96.2 uA
1061859 | Cameras | Cameras | Cameras | Active | MSH | MSH | 7 | SURGICAL SUITE (COMBINED WITH CYSTO) | OR | OLYMPUS CORP MEDICAL INSTRUMENT DIV | N/A | 7100168 | 2021-09-27 |  |  | loaner device for OR 11 60 mohms N: 57.6 uA R: 57 uA
1061889 | Pulse CO-Oximeter Dock | Pulse CO-Oximeter | Pulse CO-Oximeter | Active | MSH | MSH | 11N | Nursing 11N Medicine | 11th Floor - North Side | MASIMO | Radical-7 Dock | 220087 | 2014-09-09 | 2774 | 2015-09-26 | -Docking Stn. -P. O # Part of the Masimo Project
1061893 | Med Surg Bed | Beds | Beds, Electric | Active | MSH | MSH | 10S | Biomedical Engineering | 10th Floor - South Side | STRYKER CORP | Procuity LEX | 2107001716 | 2021-09-21 | 2001
1061895 | Med Surg Bed | Beds | Beds, Electric | Active | MSH | MSH | 10S | Biomedical Engineering | 10th Floor - South Side | STRYKER CORP | Procuity LEX | 2107001754 | 2021-09-21 | 2001
1061896 | Med Surg Bed | Beds | Beds, Electric | Active | MSH | MSH | 10S | Biomedical Engineering | 10th Floor - South Side | STRYKER CORP | Procuity LEX | 2107001727 | 2021-09-21 | 2001
1061898 | Med Surg Bed | Beds | Beds, Electric | Active | MSH | MSH | 10S | Biomedical Engineering | CCU | STRYKER CORP | Procuity LEX | 2107001757 | 2021-09-21 | 2001
1061899 | Med Surg Bed | Beds | Beds, Electric | Active | MSH | MSH | 10S | Biomedical Engineering | CCU | STRYKER CORP | Procuity LEX | 2107001745 | 2021-09-21 | 2001
1061900 | Med Surg Bed | Beds | Beds, Electric | Active | MSH | MSH | 10S | Biomedical Engineering | CCU | STRYKER CORP | Procuity LEX | 2107001729 | 2021-09-21 | 2001
1061901 | Med Surg Bed | Beds | Beds, Electric | Active | MSH | MSH | 10S | Biomedical Engineering | CCU | STRYKER CORP | Procuity LEX | 2107001762 | 2021-09-21 | 2001
1061903 | Med Surg Bed | Beds | Beds, Electric | Active | MSH | MSH | 10S | Biomedical Engineering | CCU | STRYKER CORP | Procuity LEX | 2107001730 | 2021-09-21 | 2001
1061904 | Med Surg Bed | Beds | Beds, Electric | Active | MSH | MSH | 10S | Biomedical Engineering | CCU | STRYKER CORP | Procuity LEX | 2107001756 | 2021-09-21 | 2001
1061942 | Monitors, Vital Signs | Monitors, Vital Signs | Monitors, Vital Signs | Active | MSH | MSH | 14N | Nursing 14N Surgery | Surgical SDU | MASIMO | Root | 2000125609 | 2021-10-04 |  | 2022-10-04 | Electrical Safety - G: 64mOhm, L: 73uA 14N - 15 Replacement unit for asset#1056465
1061957 | Med Surg Bed | Beds | Beds, Electric | Active | MSH | MSH | 10S | Biomedical Engineering | 10th Floor - South Side | STRYKER CORP | Procuity LEX | 2107001758 | 2021-09-21 | 2001
1061958 | Med Surg Bed | Beds | Beds, Electric | Active | MSH | MSH | 10S | Biomedical Engineering | 10th Floor - South Side | STRYKER CORP | Procuity LEX | 2107001938 | 2021-09-21 | 2001
1061959 | Med Surg Bed | Beds | Beds, Electric | Active | MSH | MSH | 10S | Biomedical Engineering | 10th Floor - South Side | STRYKER CORP | Procuity LEX | 2107001922 | 2021-09-21 | 2001
1061960 | Med Surg Bed | Beds | Beds, Electric | Active | MSH | MSH | 10S | Biomedical Engineering | 10th Floor - South Side | STRYKER CORP | Procuity LEX | 2107001934 | 2021-09-21 | 2001
1061961 | Med Surg Bed | Beds | Beds, Electric | Active | MSH | MSH | 10S | Biomedical Engineering | 10th Floor - South Side | STRYKER CORP | Procuity LEX | 2107001943 | 2021-09-21 | 2001
1061962 | Med Surg Bed | Beds | Beds, Electric | Active | MSH | MSH | 10S | Biomedical Engineering | 10th Floor - South Side | STRYKER CORP | Procuity LEX | 2107001937 | 2021-09-21 | 2001
1061963 | Med Surg Bed | Beds | Beds, Electric | Active | MSH | MSH | 10S | Biomedical Engineering | 10th Floor - South Side | STRYKER CORP | Procuity LEX | 2107001946 | 2021-09-21 | 2001
1061964 | Med Surg Bed | Beds | Beds, Electric | Active | MSH | MSH | 10S | Biomedical Engineering | 10th Floor - South Side | STRYKER CORP | Procuity LEX | 2107001932 | 2021-09-21 | 2001
1061965 | Med Surg Bed | Beds | Beds, Electric | Active | MSH | MSH | 10S | Biomedical Engineering | 10th Floor - South Side | STRYKER CORP | Procuity LEX | 2107001929 | 2021-09-21 | 2001
1061966 | Med Surg Bed | Beds | Beds, Electric | Active | MSH | MSH | 10S | Biomedical Engineering | 10th Floor - South Side | STRYKER CORP | Procuity LEX | 2107001925 | 2021-09-21 | 2001
1061967 | Med Surg Bed | Beds | Beds, Electric | Active | MSH | MSH | 10S | Biomedical Engineering | 10th Floor - South Side | STRYKER CORP | Procuity LEX | 2107001930 | 2021-09-21 | 2001
1061968 | Med Surg Bed | Beds | Beds, Electric | Active | MSH | MSH | 10S | Biomedical Engineering | 10th Floor - South Side | STRYKER CORP | Procuity LEX | 2107001749 | 2021-09-21 | 2001
1061971 | Tympanic Thermometer | Tympanic Thermometer | Tympanic Thermometer | Active | BH | BH | 2S | Bridgepoint | 2nd Floor - South Side | Cardinal Health Canada Inc | Genius 3 | N22021669 | 2021-03-23 | 249 | 2023-04-24
1061972 | Tympanic Thermometer | Tympanic Thermometer | Tympanic Thermometer | Active | BH | BH | 2S | Bridgepoint | 2nd Floor - South Side | Cardinal Health Canada Inc | Genius 3 | N21703847 | 2021-03-23 | 249 | 2023-04-24
1061973 | Tympanic Thermometer | Tympanic Thermometer | Tympanic Thermometer | Active | BH | BH | 2S | Bridgepoint | 2nd Floor - South Side | Cardinal Health Canada Inc | Genius 3 | N21704045 | 2021-03-23 | 249 | 2023-04-24
1061974 | Tympanic Thermometer | Tympanic Thermometer | Tympanic Thermometer | Active | BH | BH | 2N | Bridgepoint | 2nd Floor - North Side | Cardinal Health Canada Inc | Genius 3 | N21704120 | 2021-03-23 | 249 | 2023-04-24
1061975 | Tympanic Thermometer | Tympanic Thermometer | Tympanic Thermometer | Active | BH | BH | 2N | Bridgepoint | 2nd Floor - North Side | Cardinal Health Canada Inc | Genius 3 | N21704123 | 2021-03-23 | 249 | 2023-04-24
1061976 | Tympanic Thermometer | Tympanic Thermometer | Tympanic Thermometer | Active | BH | BH | 2N | Bridgepoint | 2nd Floor - North Side | Cardinal Health Canada Inc | Genius 3 | N21704133 | 2021-03-23 | 249 | 2023-04-24
1061983 | Med Surg Bed | Beds | Beds, Electric | Active | MSH | MSH | 10S | Biomedical Engineering | 10th Floor - South Side | STRYKER CORP | Procuity LEX | 2107001973 | 2021-10-06 | 2001
1061984 | Med Surg Bed | Beds | Beds, Electric | Active | MSH | MSH | 12N | Biomedical Engineering | 12 North - Room 18A | STRYKER CORP | Procuity LEX | 2107001949 | 2021-10-06 | 2001
1061985 | Med Surg Bed | Beds | Beds, Electric | Active | MSH | MSH | 10S | Biomedical Engineering | 10th Floor - South Side | STRYKER CORP | Procuity LEX | 2107001924 | 2021-10-06 | 2001
1061986 | Med Surg Bed | Beds | Beds, Electric | Active | MSH | MSH | 10S | Biomedical Engineering | 10th Floor - South Side | STRYKER CORP | Procuity LEX | 2107001940 | 2021-10-06 | 2001
1061987 | Med Surg Bed | Beds | Beds, Electric | Active | MSH | MSH | 10S | Biomedical Engineering | 10th Floor - South Side | STRYKER CORP | Procuity LEX | 2107001945 | 2021-10-06 | 2001
1061988 | Med Surg Bed | Beds | Beds, Electric | Active | MSH | MSH | 10S | Biomedical Engineering | 10th Floor - South Side | STRYKER CORP | Procuity LEX | 2107001965 | 2021-10-06 | 2001
1061989 | Med Surg Bed | Beds | Beds, Electric | Active | MSH | MSH | 10S | Biomedical Engineering | 10th Floor - South Side | STRYKER CORP | Procuity LEX | 2107001953 | 2021-10-06 | 2001
1061990 | Med Surg Bed | Beds | Beds, Electric | Active | MSH | MSH | 10S | Biomedical Engineering | 10th Floor - South Side | STRYKER CORP | Procuity LEX | 2107001926 | 2021-10-06 | 2001
1061991 | Med Surg Bed | Beds | Beds, Electric | Active | MSH | MSH | 10S | Biomedical Engineering | 10th Floor - South Side | STRYKER CORP | Procuity LEX | 2107001928 | 2021-10-06 | 2001
1061992 | Med Surg Bed | Beds | Beds, Electric | Active | MSH | MSH | 10S | Biomedical Engineering | 10th Floor - South Side | STRYKER CORP | Procuity LEX | 2107001970 | 2021-10-06 | 2001
1061993 | Med Surg Bed | Beds | Beds, Electric | Active | MSH | MSH | 10N | Biomedical Engineering | 10th Floor - North Side | STRYKER CORP | Procuity LEX | 2107001979 | 2021-10-06 | 2001
1061994 | Med Surg Bed | Beds | Beds, Electric | Active | MSH | MSH | 10N | Biomedical Engineering | 10th Floor - North Side | STRYKER CORP | Procuity LEX | 2107001939 | 2021-10-06 | 2001
1061998 | Med Surg Bed | Beds | Beds, Electric | Active | MSH | MSH | 10N | Biomedical Engineering | 10th Floor - North Side | STRYKER CORP | Procuity LEX | 2107001923 | 2021-10-06 | 2001
1061999 | Med Surg Bed | Beds | Beds, Electric | Active | MSH | MSH | 10N | Biomedical Engineering | 10th Floor - North Side | STRYKER CORP | Procuity LEX | 2107001947 | 2021-10-06 | 2001
1062000 | Med Surg Bed | Beds | Beds, Electric | Active | MSH | MSH | 10N | Biomedical Engineering | 10th Floor - North Side | STRYKER CORP | Procuity LEX | 2107001969 | 2021-10-06 | 2001
1062001 | Med Surg Bed | Beds | Beds, Electric | Active | MSH | MSH | 10N | Biomedical Engineering | 10th Floor - North Side | STRYKER CORP | Procuity LEX | 2107001931 | 2021-10-06 | 2001
1062002 | Med Surg Bed | Beds | Beds, Electric | Active | MSH | MSH | 10N | Biomedical Engineering | 10th Floor - North Side | STRYKER CORP | Procuity LEX | 2107001950 | 2021-10-06 | 2001
1062003 | Med Surg Bed | Beds | Beds, Electric | Active | MSH | MSH | 10N | Biomedical Engineering | 10th Floor - North Side | STRYKER CORP | Procuity LEX | 2107001935 | 2021-10-06 | 2001
1062004 | Med Surg Bed | Beds | Beds, Electric | Active | MSH | MSH | 10N | Biomedical Engineering | 10th Floor - North Side | STRYKER CORP | Procuity LEX | 2107001941 | 2021-10-06 | 2001
1062005 | Med Surg Bed | Beds | Beds, Electric | Active | MSH | MSH | 10N | Biomedical Engineering | 10th Floor - North Side | STRYKER CORP | Procuity LEX | 2107001948 | 2021-10-06 | 2001
1062006 | Med Surg Bed | Beds | Beds, Electric | Active | MSH | MSH | 10N | Biomedical Engineering | 10th Floor - North Side | STRYKER CORP | Procuity LEX | 2107001942 | 2021-10-06 | 2001
1062007 | Med Surg Bed | Beds | Beds, Electric | Active | MSH | MSH | 10N | Biomedical Engineering | 10th Floor - North Side | STRYKER CORP | Procuity LEX | 2107001936 | 2021-10-06 | 2001
1062008 | Med Surg Bed | Beds | Beds, Electric | Active | MSH | MSH | 10N | Biomedical Engineering | 10th Floor - North Side | STRYKER CORP | Procuity LEX | 2107001927 | 2021-10-06 | 2001
1062010 | Med Surg Bed | Beds | Beds, Electric | Active | MSH | MSH | 10N | Biomedical Engineering | 10th Floor - North Side | STRYKER CORP | Procuity LEX | 2107001967 | 2021-10-06 | 2001
1062012 | THERMOMETERS, INFRARED, EAR | Thermometers | THERMOMETERS, INFRARED, EAR | Active | MSH | MSH | 3 | Emergency | EMERGENCY | MASIMO | TIR-1 | 124122050003603D | 2020-09-16 |  | 2021-09-16
1062017 | Food Pump | Food Pump | Food Pump | Active | MSH | MSH | MSH | Nutrition | ICU | Covidien | 482400S | C20297553 | 2021-10-08 | 2001 | 2012-01-18 | Replaced on April 15, old serial number # C1056758 Replaced in OCt 2021, old asset 63229
1062019 | Med Surg Bed | Beds | Beds, Electric | Active | MSH | MSH | 10N | Biomedical Engineering | 10th Floor - North Side | STRYKER CORP | Procuity LEX | 2108000040 | 2021-10-12 | 2001
1062020 | Med Surg Bed | Beds | Beds, Electric | Active | MSH | MSH | 10N | Biomedical Engineering | 10th Floor - North Side | STRYKER CORP | Procuity LEX | 2107001980 | 2021-10-12 | 2001
1062021 | Med Surg Bed | Beds | Beds, Electric | Active | MSH | MSH | 10N | Biomedical Engineering | 10th Floor - North Side | STRYKER CORP | Procuity LEX | 2107001956 | 2021-10-12 | 2001
1062022 | Med Surg Bed | Beds | Beds, Electric | Active | MSH | MSH | 10N | Biomedical Engineering | 10th Floor - North Side | STRYKER CORP | Procuity LEX | 2107001964 | 2021-10-12 | 2001
1062023 | Med Surg Bed | Beds | Beds, Electric | Active | MSH | MSH | 10N | Biomedical Engineering | 10th Floor - North Side | STRYKER CORP | Procuity LEX | 2107001959 | 2021-10-12 | 2001
1062024 | Med Surg Bed | Beds | Beds, Electric | Active | MSH | MSH | 10N | Biomedical Engineering | 10th Floor - North Side | STRYKER CORP | Procuity LEX | 2108000043 | 2021-10-12 | 2001
1062025 | Med Surg Bed | Beds | Beds, Electric | Active | MSH | MSH | 10N | Biomedical Engineering | 10th Floor - North Side | STRYKER CORP | Procuity LEX | 2107001955 | 2021-10-12 | 2001
1062026 | Med Surg Bed | Beds | Beds, Electric | Active | MSH | MSH | 10N | Biomedical Engineering | 10th Floor - North Side | STRYKER CORP | Procuity LEX | 2107001958 | 2021-10-12 | 2001
1062027 | Med Surg Bed | Beds | Beds, Electric | Active | MSH | MSH | 10N | Biomedical Engineering | 10th Floor - North Side | STRYKER CORP | Procuity LEX | 2108000034 | 2021-10-12 | 2001
1062028 | Med Surg Bed | Beds | Beds, Electric | Active | MSH | MSH | 10N | Biomedical Engineering | 10th Floor - North Side | STRYKER CORP | Procuity LEX | 2107001951 | 2021-10-12 | 2001
1062029 | Med Surg Bed | Beds | Beds, Electric | Active | MSH | MSH | 10N | Biomedical Engineering | 10th Floor - North Side | STRYKER CORP | Procuity LEX | 2108000041 | 2021-10-12 | 2001
1062030 | Med Surg Bed | Beds | Beds, Electric | Active | MSH | MSH | 10N | Biomedical Engineering | 10th Floor - North Side | STRYKER CORP | Procuity LEX | 2107001974 | 2021-10-12 | 2001
1062031 | Med Surg Bed | Beds | Beds, Electric | Active | MSH | MSH | 10N | Biomedical Engineering | 10th Floor - North Side | STRYKER CORP | Procuity LEX | 2108000029 | 2021-10-13 | 2001
1062032 | Med Surg Bed | Beds | Beds, Electric | Active | MSH | MSH | 10N | Biomedical Engineering | 10th Floor - North Side | STRYKER CORP | Procuity LEX | 2108000014 | 2021-10-13 | 2001
1062063 | Med Surg Bed | Beds | Beds, Electric | Active | MSH | MSH | 15M | Biomedical Engineering | ANTENATAL | STRYKER CORP | Procuity LEX | 2107001961 | 2021-10-13 | 2001
1062064 | Med Surg Bed | Beds | Beds, Electric | Active | MSH | MSH | 15M | Biomedical Engineering | ANTENATAL | STRYKER CORP | Procuity LEX | 2107001933 | 2021-10-13 | 2001
1062065 | Med Surg Bed | Beds | Beds, Electric | Active | MSH | MSH | 15M | Biomedical Engineering | ANTENATAL | STRYKER CORP | Procuity LEX | 2108000022 | 2021-10-13 | 2001
1062066 | Med Surg Bed | Beds | Beds, Electric | Active | MSH | MSH | 15M | Biomedical Engineering | ANTENATAL | STRYKER CORP | Procuity LEX | 2108000016 | 2021-10-13 | 2001
1062067 | Med Surg Bed | Beds | Beds, Electric | Active | MSH | MSH | 15M | Biomedical Engineering | ANTENATAL | STRYKER CORP | Procuity LEX | 2108000018 | 2021-10-13 | 2001
1062068 | Med Surg Bed | Beds | Beds, Electric | Active | MSH | MSH | 15M | Biomedical Engineering | ANTENATAL | STRYKER CORP | Procuity LEX | 2107001971 | 2021-10-13 | 2001
1062069 | Med Surg Bed | Beds | Beds, Electric | Active | MSH | MSH | 15M | Biomedical Engineering | ANTENATAL | STRYKER CORP | Procuity LEX | 2108000023 | 2021-10-13 | 2001
1062070 | Med Surg Bed | Beds | Beds, Electric | Active | MSH | MSH | 15M | Biomedical Engineering | ANTENATAL | STRYKER CORP | Procuity LEX | 2108000026 | 2021-10-13 | 2001
1062071 | Med Surg Bed | Beds | Beds, Electric | Active | MSH | MSH | 15M | Biomedical Engineering | ANTENATAL | STRYKER CORP | Procuity LEX | 2108000036 | 2021-10-13 | 2001
1062072 | Med Surg Bed | Beds | Beds, Electric | Active | MSH | MSH | 15M | Biomedical Engineering | ANTENATAL | STRYKER CORP | Procuity LEX | 2108000042 | 2021-10-13 | 2001
1062077 | Phototherapy Units, Visible Light, Hyperbilirubinemia | Phototherapy Units | Phototherapy Units, Visible Light, Hyperbilirubinemia | Active | MSH | MSH | 16M | Mother & Baby | 16th Floor - Murray Side | NATUS NEUROLOGY | Neoblue | 35742 | 2021-10-05 | 4067 | 2022-10-05
1062078 | Phototherapy Units, Visible Light, Hyperbilirubinemia | Phototherapy Units | Phototherapy Units, Visible Light, Hyperbilirubinemia | Active | MSH | MSH | 16M | Mother & Baby | 16th Floor - Murray Side | NATUS NEUROLOGY | Neoblue | 36327 | 2021-10-05 | 4067 | 2022-10-05
1062079 | Saws, Cast | Saws | Saws, Cast | Active | MSH | MSH | 7 | SURGICAL SUITE (COMBINED WITH CYSTO) | OR | De Soutter Medical Ltd | CC7-SAW CAST | 260348 | 2021-10-14 |  |  | Sold by: Canadian Orthopaedic Supply 6 Hyland Ave Toronto ON, M8X 1P7 1-888-296-3396 info@canortho.com
1062080 | Med Surg Bed | Beds | Beds, Electric | Active | MSH | MSH | 15M | Biomedical Engineering | ANTENATAL | STRYKER CORP | Procuity LEX | 2107001960 | 2021-10-14 | 2001
1062081 | Med Surg Bed | Beds | Beds, Electric | Active | MSH | MSH | 15M | Biomedical Engineering | ANTENATAL | STRYKER CORP | Procuity LEX | 2107001976 | 2021-10-14 | 2001
1062082 | Med Surg Bed | Beds | Beds, Electric | Active | MSH | MSH | 15M | Biomedical Engineering | ANTENATAL | STRYKER CORP | Procuity LEX | 2107001972 | 2021-10-14 | 2001
1062083 | Med Surg Bed | Beds | Beds, Electric | Active | MSH | MSH | 15M | Biomedical Engineering | ANTENATAL | STRYKER CORP | Procuity LEX | 2107001966 | 2021-10-14 | 2001
1062084 | Med Surg Bed | Beds | Beds, Electric | Active | MSH | MSH | 15M | Biomedical Engineering | ANTENATAL | STRYKER CORP | Procuity LEX | 2107001978 | 2021-10-14 | 2001
1062085 | Med Surg Bed | Beds | Beds, Electric | Active | MSH | MSH | 15M | Biomedical Engineering | ANTENATAL | STRYKER CORP | Procuity LEX | 2107001954 | 2021-10-14 | 2001
1062086 | Med Surg Bed | Beds | Beds, Electric | Active | MSH | MSH | 15M | Biomedical Engineering | ANTENATAL | STRYKER CORP | Procuity LEX | 2107001975 | 2021-10-14 | 2001
1062087 | Med Surg Bed | Beds | Beds, Electric | Active | MSH | MSH | 15M | Biomedical Engineering | ANTENATAL | STRYKER CORP | Procuity LEX | 2107001921 | 2021-10-14 | 2001
1062088 | Med Surg Bed | Beds | Beds, Electric | Active | MSH | MSH | 15M | Biomedical Engineering | ANTENATAL | STRYKER CORP | Procuity LEX | 2107001963 | 2021-10-14 | 2001
1062089 | Med Surg Bed | Beds | Beds, Electric | Active | MSH | MSH | 15M | Biomedical Engineering | ANTENATAL | STRYKER CORP | Procuity LEX | 2108000024 | 2021-10-14 | 2001
1062090 | Med Surg Bed | Beds | Beds, Electric | Active | MSH | MSH | 15M | Biomedical Engineering | ANTENATAL | STRYKER CORP | Procuity LEX | 2108000025 | 2021-10-14 | 2001
1062091 | Med Surg Bed | Beds | Beds, Electric | Active | MSH | MSH | 15M | Biomedical Engineering | ANTENATAL | STRYKER CORP | Procuity LEX | 2108000028 | 2021-10-14 | 2001
1062093 | Ultrasound | Scanning Systems | Scanning Systems, Ultrasonic | Active | MSH | MSH | 4 | ENT Clinic | MSH 4 ENT | GE Healthcare | H48382AW 5419804/5499582 - Logiq e | 288052WX4 | 2014-10-20 | 0 | 2015-10-20 | MSH 4 ENT LOGIQ E EXISTING SYSTEM APPARENTLY NOT IN DB SITE ID 212241LE ACCEPTANCE SEE WO# 182885 ACCT WO (TC 09/22/2021 11:09:14 AM, Whittington, Scott) MSH 4 ENT POCUS GE LOGIQ e WITH APPARENT HDD/SW FAULT LOOKING FOR A CHEAPER FIX NOT SURE IF WE WANT TO GO TO FAR WITH THIS WE DONT HAVE BACKGROUND ON LOGIQ e (TC 09/27/2021 03:53:06 PM, Dolinar, John) TEST SYSTEM BOOTS UP
1062094 | Ventilators, Intensive Care, Neonatal/Pediatric | Ventilators | Ventilators, Intensive Care, Neonatal/Pediatric | Active | MSH | MSH | MSH | Respiratory Therapy | NICU 17th Floor | Draeger Medical Canada | Babylog VN500 | ASPK-0078 | 2021-10-11 | 60001 | 2026-10-15 | Unit came with PS500
1062095 | Ventilators, Intensive Care, Neonatal/Pediatric | Ventilators | Ventilators, Intensive Care, Neonatal/Pediatric | Active | MSH | MSH | MSH | Respiratory Therapy | NICU 17th Floor | Draeger Medical Canada | Babylog VN500 | ASPK-0079 | 2021-10-25 | 60001 | 2026-10-15 | Unit came with PS500
1062096 | Ventilators, Intensive Care, Neonatal/Pediatric | Ventilators | Ventilators, Intensive Care, Neonatal/Pediatric | Active | MSH | MSH | MSH | Respiratory Therapy | NICU 17th Floor | Draeger Medical Canada | Babylog VN500 | ASPK-0083 | 2021-10-25 | 60001 | 2026-10-15 | Unit came with PS500
1062097 | Ventilators, Intensive Care, Neonatal/Pediatric | Ventilators | Ventilators, Intensive Care, Neonatal/Pediatric | Active | MSH | MSH | MSH | Respiratory Therapy | NICU 17th Floor | Draeger Medical Canada | Babylog VN500 | ASPK-0080 | 2021-10-25 | 60001 | 2026-10-15 | Unit came with PS500
1062098 | Ventilators, Intensive Care, Neonatal/Pediatric | Ventilators | Ventilators, Intensive Care, Neonatal/Pediatric | Active | MSH | MSH | MSH | Respiratory Therapy | NICU 17th Floor | Draeger Medical Canada | Babylog VN500 | ASPK-0081 | 2021-10-25 | 60001 | 2026-10-15 | Unit came with PS500
1062099 | Ventilators, Intensive Care, Neonatal/Pediatric | Ventilators | Ventilators, Intensive Care, Neonatal/Pediatric | Active | MSH | MSH | MSH | Respiratory Therapy | NICU 17th Floor | Draeger Medical Canada | Babylog VN500 | ASPK-0082 | 2021-10-11 | 60001 | 2026-10-15 | Unit came with PS500
1062100 | Saws, Cast | Saws | Saws, Cast | Active | MSH | MSH | 3 | Emergency | Emergency | De Soutter Medical Ltd | CC7-SAW CAST | 090060 | 2021-10-14 |  |  | Sold by: Canadian Orthopaedic Supply 6 Hyland Ave Toronto ON, M8X 1P7 1-888-296-3396 info@canortho.com Drill S/N: 100393
1062102 | Pressure Meters, Digital | Pressure Meters | Pressure Meters, Digital | Active | MSH | MSH | 1 | Biomedical Engineering | 1st Floor | NETECH CORP | UniMano -UM 4000 | 37911 | 2021-10-18 |  | 2022-10-19 | Certificate of calibration attached.
1062118 | Infusion Pumps, Patient-Controlled Analgesic - PCEA | INFUSION PUMPS | Infusion Pumps, Patient-Controlled Analgesic | Active | MSH | MSH | 15U | Obstetrical Suite (L&D) | L&D | SIMS Deltec Ltd. | 2110 | 1236154 | 2021-10-19 | 4935 | 2022-10-19 | Man. Date: 2021-06-01
1062119 | Infusion Pumps, Patient-Controlled Analgesic - PCEA | INFUSION PUMPS | Infusion Pumps, Patient-Controlled Analgesic | Active | MSH | MSH | 15U | Obstetrical Suite (L&D) | L&D | SIMS Deltec Ltd. | 2110 | 1236155 | 2021-10-19 | 4935 | 2022-10-19 | Man. Date: 2021-06-01
1062120 | Infusion Pumps, Patient-Controlled Analgesic - PCEA | INFUSION PUMPS | Infusion Pumps, Patient-Controlled Analgesic | Active | MSH | MSH | 15U | Obstetrical Suite (L&D) | L&D | SIMS Deltec Ltd. | 2110 | 1236156 | 2021-10-19 | 4935 | 2022-10-19 | Man. Date: 2021-06-01
1062121 | Infusion Pumps, Patient-Controlled Analgesic - PCEA | INFUSION PUMPS | Infusion Pumps, Patient-Controlled Analgesic | Active | MSH | MSH | 15U | Obstetrical Suite (L&D) | L&D | SIMS Deltec Ltd. | 2110 | 1236157 | 2021-10-19 | 4935 | 2022-10-19 | Man. Date: 2021-06-01
1062122 | Infusion Pumps, Patient-Controlled Analgesic - PCEA | INFUSION PUMPS | Infusion Pumps, Patient-Controlled Analgesic | Active | MSH | MSH | 15U | Obstetrical Suite (L&D) | L&D | SIMS Deltec Ltd. | 2110 | 1236158 | 2021-10-19 | 4935 | 2022-10-19 | Man. Date: 2021-06-01
1062123 | Infusion Pumps, Patient-Controlled Analgesic - PCEA | INFUSION PUMPS | Infusion Pumps, Patient-Controlled Analgesic | Active | MSH | MSH | 15U | Obstetrical Suite (L&D) | L&D | SIMS Deltec Ltd. | 2110 | 1236159 | 2021-10-19 | 4935 | 2022-10-19 | Man. Date: 2021-06-01
1062124 | Med Surg Bed | Beds | Beds, Electric | Active | MSH | MSH | 12N | Biomedical Engineering | 12N | STRYKER CORP | Procuity LEX | 2107001944 | 2021-10-19 | 2001 | 2026-09-21
1062125 | Med Surg Bed | Beds | Beds, Electric | Active | MSH | MSH | 12S | Biomedical Engineering | GENERAL MED | STRYKER CORP | Procuity LEX | 2107001968 | 2021-10-19 | 2001 | 2026-10-19
1062126 | Med Surg Bed | Beds | Beds, Electric | Active | MSH | MSH | 12S | Biomedical Engineering | GENERAL MED | STRYKER CORP | Procuity LEX | 2108000030 | 2021-10-19 | 2001 | 2026-10-19
1062127 | Med Surg Bed | Beds | Beds, Electric | Active | MSH | MSH | 12S | Biomedical Engineering | GENERAL MED | STRYKER CORP | Procuity LEX | 2107001962 | 2021-10-19 | 2001 | 2026-10-19
1062128 | Med Surg Bed | Beds | Beds, Electric | Active | MSH | MSH | 12S | Biomedical Engineering | GENERAL MED | STRYKER CORP | Procuity LEX | 2107001952 | 2021-10-19 | 2001 | 2026-10-19
1062129 | Med Surg Bed | Beds | Beds, Electric | Active | MSH | MSH | 15M | Biomedical Engineering | ANTENATAL | STRYKER CORP | Procuity LEX | 2108000020 | 2021-10-19 | 2001 | 2026-10-19
1062130 | Med Surg Bed | Beds | Beds, Electric | Active | MSH | MSH | 15M | Biomedical Engineering | ANTENATAL | STRYKER CORP | Procuity LEX | 2107001957 | 2021-10-19 | 2001 | 2026-10-19
1062131 | Med Surg Bed | Beds | Beds, Electric | Active | MSH | MSH | 15M | Biomedical Engineering | ANTENATAL | STRYKER CORP | Procuity LEX | 2108000021 | 2021-10-19 | 2001 | 2026-10-19
1062132 | Med Surg Bed | Beds | Beds, Electric | Active | MSH | MSH | 15M | Biomedical Engineering | ANTENATAL | STRYKER CORP | Procuity LEX | 2108000019 | 2021-10-19 | 2001 | 2026-10-19
1062133 | Med Surg Bed | Beds | Beds, Electric | Active | MSH | MSH | 15M | Biomedical Engineering | ANTENATAL | STRYKER CORP | Procuity LEX | 2107001977 | 2021-10-19 | 2001 | 2026-10-19
1062134 | Med Surg Bed | Beds | Beds, Electric | Active | MSH | MSH | 15M | Biomedical Engineering | ANTENATAL | STRYKER CORP | Procuity LEX | 2108000037 | 2021-10-19 | 2001 | 2026-10-19
1062135 | Med Surg Bed | Beds | Beds, Electric | Active | MSH | MSH | 15M | Biomedical Engineering | ANTENATAL | STRYKER CORP | Procuity LEX | 2108000038 | 2021-10-19 | 2001 | 2026-10-19
1062136 | Med Surg Bed | Beds | Beds, Electric | Active | MSH | MSH | 12S | Biomedical Engineering | GENERAL MED | STRYKER CORP | Procuity LEX | 2108000274 | 2021-10-19 | 2001 | 2026-10-19
1062137 | Med Surg Bed | Beds | Beds, Electric | Active | MSH | MSH | 12S | Biomedical Engineering | GENERAL MED | STRYKER CORP | Procuity LEX | 2108000260 | 2021-10-19 | 2001 | 2026-10-19
1062138 | Med Surg Bed | Beds | Beds, Electric | Active | MSH | MSH | 12S | Biomedical Engineering | GENERAL MED | STRYKER CORP | Procuity LEX | 2108000270 | 2021-10-19 | 2001 | 2026-10-19
1062139 | Med Surg Bed | Beds | Beds, Electric | Active | MSH | MSH | 12S | Biomedical Engineering | GENERAL MED | STRYKER CORP | Procuity LEX | 2108000257 | 2021-10-19 | 2001 | 2026-10-19
1062140 | Med Surg Bed | Beds | Beds, Electric | Active | MSH | MSH | 12S | Biomedical Engineering | GENERAL MED | STRYKER CORP | Procuity LEX | 2108000280 | 2021-10-19 | 2001 | 2026-10-19
1062141 | Med Surg Bed | Beds | Beds, Electric | Active | MSH | MSH | 12S | Biomedical Engineering | GENERAL MED | STRYKER CORP | Procuity LEX | 2108000265 | 2021-10-19 | 2001 | 2026-10-19
1062142 | Med Surg Bed | Beds | Beds, Electric | Active | MSH | MSH | 12S | Biomedical Engineering | GENERAL MED | STRYKER CORP | Procuity LEX | 2108000282 | 2021-10-19 | 2001 | 2026-10-19
1062143 | Med Surg Bed | Beds | Beds, Electric | Active | MSH | MSH | 12S | Biomedical Engineering | GENERAL MED | STRYKER CORP | Procuity LEX | 2108000276 | 2021-10-19 | 2001 | 2026-10-19
1062144 | Med Surg Bed | Beds | Beds, Electric | Active | MSH | MSH | 12S | Biomedical Engineering | GENERAL MED | STRYKER CORP | Procuity LEX | 2108000269 | 2021-10-19 | 2001 | 2026-10-19
1062145 | Med Surg Bed | Beds | Beds, Electric | Active | MSH | MSH | 12S | Biomedical Engineering | GENERAL MED | STRYKER CORP | Procuity LEX | 2108000264 | 2021-10-19 | 2001 | 2026-10-19
1062146 | Med Surg Bed | Beds | Beds, Electric | Active | MSH | MSH | 12S | Biomedical Engineering | GENERAL MED | STRYKER CORP | Procuity LEX | 2108000271 | 2021-10-19 | 2001 | 2026-10-19
1062147 | Med Surg Bed | Beds | Beds, Electric | Active | MSH | MSH | 12S | Biomedical Engineering | GENERAL MED | STRYKER CORP | Procuity LEX | 2108000268 | 2021-10-19 | 2001 | 2026-10-19
1062148 | Thermometers, Electronic, Infrared, Ear | Thermometers | Thermometers, Electronic, Infrared, Ear | Active | MSH | MSH | 3 | Emergency | Emergency | Cardinal Health Canada Inc | Genius 3 | N21704477 | 2020-04-14 |  | 2023-10-20
1062151 | Thermometers, Electronic, Infrared, Ear | Thermometers | Thermometers, Electronic, Infrared, Ear | Active | MSH | MSH | 3 | Emergency | Emergency | Cardinal Health Canada Inc | Genius 3 | N18784611 | 2021-10-19 |  | 2023-10-20
1062152 | Thermometers, Electronic, Infrared, Ear | Thermometers | Thermometers, Electronic, Infrared, Ear | Active | MSH | MSH | 3 | Emergency | Emergency | Cardinal Health Canada Inc | Genius 3 | N21704408 | 2021-10-19 |  | 2023-10-20
1062168 | Med Surg Bed | Beds | Beds, Electric | Active | MSH | MSH | 12S | Biomedical Engineering | GENERAL MED | STRYKER CORP | Procuity LEX | 2108000015 | 2021-10-21 | 2001 | 2026-10-21
1062169 | Med Surg Bed | Beds | Beds, Electric | Active | MSH | MSH | 12S | Biomedical Engineering | GENERAL MED | STRYKER CORP | Procuity LEX | 2108000017 | 2021-10-21 | 2001 | 2026-10-21
1062170 | Med Surg Bed | Beds | Beds, Electric | Active | MSH | MSH | 12S | Biomedical Engineering | GENERAL MED | STRYKER CORP | Procuity LEX | 2108000027 | 2021-10-21 | 2001 | 2026-10-21
1062171 | Med Surg Bed | Beds | Beds, Electric | Active | MSH | MSH | 12S | Biomedical Engineering | GENERAL MED | STRYKER CORP | Procuity LEX | 2108000031 | 2021-10-21 | 2001 | 2026-10-21
1062172 | Med Surg Bed | Beds | Beds, Electric | Active | MSH | MSH | 12S | Biomedical Engineering | GENERAL MED | STRYKER CORP | Procuity LEX | 2108000032 | 2021-10-21 | 2001 | 2026-10-21
1062173 | Med Surg Bed | Beds | Beds, Electric | Active | MSH | MSH | 12S | Biomedical Engineering | GENERAL MED | STRYKER CORP | Procuity LEX | 2108000033 | 2021-10-21 | 2001 | 2026-10-21
1062174 | Med Surg Bed | Beds | Beds, Electric | Active | MSH | MSH | 12S | Biomedical Engineering | GENERAL MED | STRYKER CORP | Procuity LEX | 2108000035 | 2021-10-21 | 2001 | 2026-10-21
1062175 | Med Surg Bed | Beds | Beds, Electric | Active | MSH | MSH | 12S | Biomedical Engineering | GENERAL MED | STRYKER CORP | Procuity LEX | 2108000039 | 2021-10-21 | 2001 | 2026-10-21
1062176 | Med Surg Bed | Beds | Beds, Electric | Active | MSH | MSH | 12S | Biomedical Engineering | GENERAL MED | STRYKER CORP | Procuity LEX | 2108000262 | 2021-10-21 | 2001 | 2026-10-21
1062177 | Med Surg Bed | Beds | Beds, Electric | Active | MSH | MSH | 12S | Biomedical Engineering | GENERAL MED | STRYKER CORP | Procuity LEX | 2108000273 | 2021-10-21 | 2001 | 2026-10-21
1062178 | Med Surg Bed | Beds | Beds, Electric | Active | MSH | MSH | 16N | 16N Med/Surg Temp Surge | Surge | STRYKER CORP | Procuity LEX | 2108000281 | 2021-10-21 | 2001 | 2026-10-21 | Nov 12/24 - moved to 16N Surge
1062179 | Med Surg Bed | Beds | Beds, Electric | Active | MSH | MSH | 12S | Biomedical Engineering | GENERAL MED | STRYKER CORP | Procuity LEX | 2108000284 | 2021-10-21 | 2001 | 2026-10-21
1062180 | Phototherapy Units, Visible Light, Hyperbilirubinemia | Phototherapy Units | Phototherapy Units, Visible Light, Hyperbilirubinemia | Active | MSH | MSH | 16M | Mother & Baby | 16th Floor - Murray Side | NATUS NEUROLOGY | Neoblue | 36267 | 2021-10-05 | 4067 | 2022-10-05
1062181 | Phototherapy Units, Visible Light, Hyperbilirubinemia | Phototherapy Units | Phototherapy Units, Visible Light, Hyperbilirubinemia | Active | MSH | MSH | 16M | Mother & Baby | 16th Floor - Murray Side | NATUS NEUROLOGY | Neoblue | 36268 | 2021-10-05 | 4067 | 2022-10-05
1062191 | Stretchers | Stretchers | Stretchers | Active | MSH | MSH | 6 | Endoscopy | 6 | STRYKER CORP | 1115000030 | 2021006706008 | 2021-10-22 |  | 2022-10-22 | Matress is under warranty for 3 years (OCT 22, 2021 - OCT 22, 2024)
1062192 | Stretchers | Stretchers | Stretchers | Active | MSH | MSH | 6 | Endoscopy | 6 | STRYKER CORP | 1115000030 | 2021006706009 | 2021-10-22 |  | 2022-10-22 | Matress is under warranty for 3 years (Jan 22, 2021 - Jan 22, 2024)
1062193 | Stretchers | Stretchers | Stretchers | Active | MSH | MSH | 6 | Endoscopy | 6 | STRYKER CORP | 1115000030 | 2021006706010 | 2021-10-22 |  | 2022-10-22 | Matress is under warranty for 3 years (OCT 22, 2021 - OCT 22, 2024)
1062194 | Stretchers | Stretchers | Stretchers | Active | MSH | MSH | 6 | Endoscopy | 6 | STRYKER CORP | 1115000030 | 2021006706011 | 2021-10-22 |  | 2022-10-22 | Matress is under warranty for 3 years (OCT 22, 2021 - OCT 22, 2024)
1062195 | Stretchers | Stretchers | Stretchers | Active | MSH | MSH | 6 | Endoscopy | 6 | STRYKER CORP | 1115000030 | 2021006706012 | 2021-10-22 |  | 2022-10-22 | Matress is under warranty for 3 years (OCT 22, 2021 - OCT 22, 2024)
1062196 | Stretchers | Stretchers | Stretchers | Active | MSH | MSH | 6 | Endoscopy | 6 | STRYKER CORP | 1115000030 | 2021006706013 | 2021-10-22 |  | 2022-10-22 | Matress is under warranty for 3 years (OCT 22, 2021 - OCT 22, 2024)
1062197 | Stretchers | Stretchers | Stretchers | Active | MSH | MSH | 6 | Endoscopy | 6 | STRYKER CORP | 1115000030 | 2021006706014 | 2021-10-22 |  | 2022-10-22 | Matress is under warranty for 3 years (OCT 22, 2021 - OCT 22, 2024)
1062198 | Stretchers | Stretchers | Stretchers | Active | MSH | MSH | 6 | Endoscopy | 6 | STRYKER CORP | 1115000030 | 2021006706015 | 2021-10-22 |  | 2022-10-22 | Matress is under warranty for 3 years (OCT 22, 2021 - OCT 22, 2024)
1062199 | Stretchers | Stretchers | Stretchers | Active | MSH | MSH | 6 | Endoscopy | 6 | STRYKER CORP | 1115000030 | 2021006706016 | 2021-10-22 |  | 2022-10-22 | Matress is under warranty for 3 years (OCT 22, 2021 - OCT 22, 2024)
1062200 | Stretchers | Stretchers | Stretchers | Active | MSH | MSH | 6 | Endoscopy | 6 | STRYKER CORP | 1115000030 | 2021006706017 | 2021-10-22 |  | 2022-10-22 | Matress is under warranty for 3 years (OCT 22, 2021 - OCT 22, 2024)
1062201 | Stretchers | Stretchers | Stretchers | Active | MSH | MSH | 6 | Endoscopy | 6 | STRYKER CORP | 1115000030 | 2021006706018 | 2021-10-22 |  | 2022-10-22 | Matress is under warranty for 3 years (OCT 22, 2021 - OCT 22, 2024)
1062202 | Stretchers | Stretchers | Stretchers | Active | MSH | MSH | 6 | Endoscopy | 6 | STRYKER CORP | 1115000030 | 2021006706019 | 2021-10-22 |  | 2022-10-22 | Matress is under warranty for 3 years (OCT 22, 2021 - OCT 22, 2024)
1062203 | Stretchers | Stretchers | Stretchers | Active | MSH | MSH | 6 | Endoscopy | 6 | STRYKER CORP | 1115000030 | 2021006706020 | 2021-10-22 |  | 2022-10-22 | Matress is under warranty for 3 years (OCT 22, 2021 - OCT 22, 2024)
1062206 | Saws, Cast | Saws | Saws, Cast | Active | MSH | MSH | 3 | Emergency | Emergency | De Soutter Medical Ltd | CC7-SAW CAST | 110195 | 2021-10-14 |  |  | Sold by: Canadian Orthopaedic Supply 6 Hyland Ave Toronto ON, M8X 1P7 1-888-296-3396 info@canortho.com Drill S/N: 100397
1062232 | Electrosurgical Units | Electrosurgical Units | Electrosurgical Units | Active | MSH | MSH | 7 | SURGICAL SUITE (COMBINED WITH CYSTO) | OR | Valleylab Covidien Div Covidien (US) | Force Triad | T4D40452EX | 2021-10-25 | 20001 |  | LOANER Unit End date set to Apr 1st, 2022.
1062233 | Electrosurgical Units | Electrosurgical Units | Electrosurgical Units | Active | MSH | MSH | 7 | SURGICAL SUITE (COMBINED WITH CYSTO) | 7th Floor - OR | Valleylab Covidien Div Covidien (US) | Force Triad | T4E41010EX | 2021-10-25 | 20001 |  | LOANER Unit
1062235 | Med Surg Bed | Beds | Beds, Electric | Active | MSH | MSH | 12S | Biomedical Engineering | GENERAL MED | STRYKER CORP | Procuity LEX | 2108000272 | 2021-10-26 | 2001 | 2026-10-19
1062236 | Med Surg Bed | Beds | Beds, Electric | Active | MSH | MSH | 12S | Biomedical Engineering | GENERAL MED | STRYKER CORP | Procuity LEX | 2108000256 | 2021-10-26 | 2001 | 2026-10-19
1062237 | Med Surg Bed | Beds | Beds, Electric | Active | MSH | MSH | 11N | Biomedical Engineering | NURSING UNIT | STRYKER CORP | Procuity LEX | 2108000290 | 2021-10-26 | 2001 | 2026-10-19
1062238 | Med Surg Bed | Beds | Beds, Electric | Active | MSH | MSH | 9 | Biomedical Engineering | 9S - 902 C | STRYKER CORP | Procuity LEX | 2108000314 | 2021-10-26 | 2001 | 2026-10-19
1062239 | Med Surg Bed | Beds | Beds, Electric | Active | MSH | MSH | 11N | Biomedical Engineering | NURSING UNIT | STRYKER CORP | Procuity LEX | 2108000283 | 2021-10-26 | 2001 | 2026-10-19
1062240 | Med Surg Bed | Beds | Beds, Electric | Active | MSH | MSH | 12N | Biomedical Engineering | 12th Floor - North Side | STRYKER CORP | Procuity LEX | 2108000298 | 2021-10-26 | 2001 | 2026-10-19
1062241 | Med Surg Bed | Beds | Beds, Electric | Active | MSH | MSH | 11N | Biomedical Engineering | NURSING UNIT | STRYKER CORP | Procuity LEX | 2108000288 | 2021-10-26 | 2001 | 2026-10-19
1062242 | Med Surg Bed | Beds | Beds, Electric | Active | MSH | MSH | 11N | Biomedical Engineering | NURSING UNIT | STRYKER CORP | Procuity LEX | 2108000287 | 2021-10-26 | 2001 | 2026-10-19
1062243 | Med Surg Bed | Beds | Beds, Electric | Active | MSH | MSH | 11N | Biomedical Engineering | NURSING UNIT | STRYKER CORP | Procuity LEX | 2108000295 | 2021-10-26 | 2001 | 2026-10-19
1062244 | Med Surg Bed | Beds | Beds, Electric | Active | MSH | MSH | 11N | Biomedical Engineering | NURSING UNIT | STRYKER CORP | Procuity LEX | 2108000299 | 2021-10-26 | 2001 | 2026-10-19
1062245 | Med Surg Bed | Beds | Beds, Electric | Active | MSH | MSH | 11N | Biomedical Engineering | NURSING UNIT | STRYKER CORP | Procuity LEX | 2108000304 | 2021-10-26 | 2001 | 2026-10-19
1062246 | Med Surg Bed | Beds | Beds, Electric | Active | MSH | MSH | 11N | Biomedical Engineering | NURSING UNIT | STRYKER CORP | Procuity LEX | 2108000311 | 2021-10-26 | 2001 | 2026-10-19
1062247 | Med Surg Bed | Beds | Beds, Electric | Active | MSH | MSH | 11N | Biomedical Engineering | NURSING UNIT | STRYKER CORP | Procuity LEX | 2108000305 | 2021-10-26 | 2001 | 2026-10-19
1062248 | Med Surg Bed | Beds | Beds, Electric | Active | MSH | MSH | 11N | Biomedical Engineering | NURSING UNIT | STRYKER CORP | Procuity LEX | 2108000258 | 2021-10-26 | 2001 | 2026-10-19
1062253 | Med Surg Bed | Beds | Beds, Electric | Active | MSH | MSH | 11N | Biomedical Engineering | NURSING UNIT | STRYKER CORP | Procuity LEX | 2108000259 | 2021-10-27 | 2001 | 2026-10-27
1062254 | Med Surg Bed | Beds | Beds, Electric | Active | MSH | MSH | 11N | Biomedical Engineering | NURSING UNIT | STRYKER CORP | Procuity LEX | 2108000279 | 2021-10-27 | 2001 | 2026-10-27
1062255 | Med Surg Bed | Beds | Beds, Electric | Active | MSH | MSH | 11N | Biomedical Engineering | NURSING UNIT | STRYKER CORP | Procuity LEX | 2108000263 | 2021-10-27 | 2001 | 2026-10-27
1062256 | Med Surg Bed | Beds | Beds, Electric | Active | MSH | MSH | 11N | Biomedical Engineering | NURSING UNIT | STRYKER CORP | Procuity LEX | 2108000275 | 2021-10-27 | 2001 | 2026-10-27
1062257 | Med Surg Bed | Beds | Beds, Electric | Active | MSH | MSH | 11N | Biomedical Engineering | NURSING UNIT | STRYKER CORP | Procuity LEX | 2108000261 | 2021-10-27 | 2001 | 2026-10-27
1062258 | Med Surg Bed | Beds | Beds, Electric | Active | MSH | MSH | 11N | Biomedical Engineering | NURSING UNIT | STRYKER CORP | Procuity LEX | 2108000308 | 2021-10-27 | 2001 | 2026-10-27
1062259 | Med Surg Bed | Beds | Beds, Electric | Active | MSH | MSH | 11N | Biomedical Engineering | NURSING UNIT | STRYKER CORP | Procuity LEX | 2108000278 | 2021-10-27 | 2001 | 2026-10-27
1062260 | Med Surg Bed | Beds | Beds, Electric | Active | MSH | MSH | 11N | Biomedical Engineering | NURSING UNIT | STRYKER CORP | Procuity LEX | 2108000266 | 2021-10-27 | 2001 | 2026-10-27
1062261 | Med Surg Bed | Beds | Beds, Electric | Active | MSH | MSH | 11N | Biomedical Engineering | NURSING UNIT | STRYKER CORP | Procuity LEX | 2108000313 | 2021-10-27 | 2001 | 2026-10-27
1062262 | Med Surg Bed | Beds | Beds, Electric | Active | MSH | MSH | 11N | Biomedical Engineering | NURSING UNIT | STRYKER CORP | Procuity LEX | 2108000289 | 2021-10-27 | 2001 | 2026-10-27
1062263 | Med Surg Bed | Beds | Beds, Electric | Active | MSH | MSH | 11N | Biomedical Engineering | NURSING UNIT | STRYKER CORP | Procuity LEX | 2108000285 | 2021-10-27 | 2001 | 2026-10-27
1062264 | Med Surg Bed | Beds | Beds, Electric | Active | MSH | MSH | 11N | Biomedical Engineering | NURSING UNIT | STRYKER CORP | Procuity LEX | 2108000277 | 2021-10-27 | 2001 | 2026-10-27
1062265 | Med Surg Bed | Beds | Beds, Electric | Active | MSH | MSH | 12N | Biomedical Engineering | 12 North - Room 18B | STRYKER CORP | Procuity LEX | 2108000296 | 2021-10-27 | 2001 | 2026-10-27
1062266 | Med Surg Bed | Beds | Beds, Electric | Active | MSH | MSH | 11N | Biomedical Engineering | NURSING UNIT | STRYKER CORP | Procuity LEX | 2108000294 | 2021-10-27 | 2001 | 2026-10-27
1062269 | Med Surg Bed | Beds | Beds, Electric | Active | MSH | MSH | 11N | Biomedical Engineering | NURSING UNIT | STRYKER CORP | Procuity LEX | 2108000312 | 2021-10-28 | 2001 | 2026-10-27
1062270 | Med Surg Bed | Beds | Beds, Electric | Active | MSH | MSH | 11N | Biomedical Engineering | NURSING UNIT | STRYKER CORP | Procuity LEX | 2108000429 | 2021-10-28 | 2001 | 2026-10-27
1062271 | Med Surg Bed | Beds | Beds, Electric | Active | MSH | MSH | 11N | Biomedical Engineering | NURSING UNIT | STRYKER CORP | Procuity LEX | 2108000291 | 2021-10-28 | 2001 | 2026-10-27
1062272 | Med Surg Bed | Beds | Beds, Electric | Active | MSH | MSH | 11N | Biomedical Engineering | NURSING UNIT | STRYKER CORP | Procuity LEX | 2108000307 | 2021-10-28 | 2001 | 2026-10-27
1062273 | Med Surg Bed | Beds | Beds, Electric | Active | MSH | MSH | 11N | Biomedical Engineering | NURSING UNIT | STRYKER CORP | Procuity LEX | 2108000430 | 2021-10-28 | 2001 | 2026-10-27
1062274 | Med Surg Bed | Beds | Beds, Electric | Active | MSH | MSH | 11N | Biomedical Engineering | NURSING UNIT | STRYKER CORP | Procuity LEX | 2108000416 | 2021-10-28 | 2001 | 2026-10-27
1062275 | Med Surg Bed | Beds | Beds, Electric | Active | MSH | MSH | 11S | Biomedical Engineering | NURSING UNIT | STRYKER CORP | Procuity LEX | 2108000293 | 2021-10-28 | 2001 | 2026-10-27
1062276 | Med Surg Bed | Beds | Beds, Electric | Active | MSH | MSH | 11S | Biomedical Engineering | NURSING UNIT | STRYKER CORP | Procuity LEX | 2108000300 | 2021-10-28 | 2001 | 2026-10-27
1062277 | Med Surg Bed | Beds | Beds, Electric | Active | MSH | MSH | 11S | Biomedical Engineering | NURSING UNIT | STRYKER CORP | Procuity LEX | 2108000267 | 2021-10-28 | 2001 | 2026-10-27
1062278 | Med Surg Bed | Beds | Beds, Electric | Active | MSH | MSH | 11S | Biomedical Engineering | NURSING UNIT | STRYKER CORP | Procuity LEX | 2108000301 | 2021-10-28 | 2001 | 2026-10-27
1062279 | Med Surg Bed | Beds | Beds, Electric | Active | MSH | MSH | 11S | Biomedical Engineering | NURSING UNIT | STRYKER CORP | Procuity LEX | 2108000310 | 2021-10-28 | 2001 | 2026-10-27
1062280 | Med Surg Bed | Beds | Beds, Electric | Active | MSH | MSH | 11S | Biomedical Engineering | NURSING UNIT | STRYKER CORP | Procuity LEX | 2108000306 | 2021-10-28 | 2001 | 2026-10-27
1062281 | Med Surg Bed | Beds | Beds, Electric | Active | MSH | MSH | 11S | Biomedical Engineering | NURSING UNIT | STRYKER CORP | Procuity LEX | 2108000255 | 2021-10-28 | 2001 | 2026-10-27
1062282 | Med Surg Bed | Beds | Beds, Electric | Active | MSH | MSH | 11S | Biomedical Engineering | NURSING UNIT | STRYKER CORP | Procuity LEX | 2108000302 | 2021-10-28 | 2001 | 2026-10-27
1062309 | Ventilators, Intensive Care, Neonatal/Pediatric | Ventilators | Ventilators, Intensive Care, Neonatal/Pediatric | Active | MSH | MSH | 17U | NICU | 17 - University | HAMILTON MEDICAL INC | Hamilton-C1 Neo | 34663 | 2021-10-27 |  | 2022-11-01 | BOMImed Technical Support 1.800.667.6276 service@bomimed.com
1062312 | Med Surg Bed | Beds | Beds, Electric | Active | MSH | MSH | 11S | Biomedical Engineering | NURSING UNIT | STRYKER CORP | Procuity LEX | 2108000414 | 2021-11-02 | 2001 | 2026-11-02
1062313 | Med Surg Bed | Beds | Beds, Electric | Active | MSH | MSH | 11S | Biomedical Engineering | NURSING UNIT | STRYKER CORP | Procuity LEX | 2108000437 | 2021-11-02 | 2001 | 2026-11-02
1062314 | Med Surg Bed | Beds | Beds, Electric | Active | MSH | MSH | 11S | Biomedical Engineering | NURSING UNIT | STRYKER CORP | Procuity LEX | 2108000423 | 2021-11-02 | 2001 | 2026-11-02
1062315 | Med Surg Bed | Beds | Beds, Electric | Active | MSH | MSH | 11S | Biomedical Engineering | NURSING UNIT | STRYKER CORP | Procuity LEX | 2108000438 | 2021-11-02 | 2001 | 2026-11-02
1062316 | Med Surg Bed | Beds | Beds, Electric | Active | MSH | MSH | 12N | Biomedical Engineering | 12 North - Room 26B | STRYKER CORP | Procuity LEX | 2108000309 | 2021-11-02 | 2001 | 2026-11-02
1062317 | Med Surg Bed | Beds | Beds, Electric | Active | MSH | MSH | 11S | Biomedical Engineering | NURSING UNIT | STRYKER CORP | Procuity LEX | 2108000434 | 2021-11-02 | 2001 | 2026-11-02
1062318 | Med Surg Bed | Beds | Beds, Electric | Active | MSH | MSH | 11S | Biomedical Engineering | NURSING UNIT | STRYKER CORP | Procuity LEX | 2108000297 | 2021-11-02 | 2001 | 2026-11-02
1062319 | Med Surg Bed | Beds | Beds, Electric | Active | MSH | MSH | 11S | Biomedical Engineering | NURSING UNIT | STRYKER CORP | Procuity LEX | 2108000420 | 2021-11-02 | 2001 | 2026-11-02
1062320 | Med Surg Bed | Beds | Beds, Electric | Active | MSH | MSH | 11S | Biomedical Engineering | NURSING UNIT | STRYKER CORP | Procuity LEX | 2108000419 | 2021-11-02 | 2001 | 2026-11-02
1062321 | Med Surg Bed | Beds | Beds, Electric | Active | MSH | MSH | 11S | Biomedical Engineering | NURSING UNIT | STRYKER CORP | Procuity LEX | 2108000286 | 2021-11-02 | 2001 | 2026-11-02
1062322 | Med Surg Bed | Beds | Beds, Electric | Active | MSH | MSH | 11S | Biomedical Engineering | NURSING UNIT | STRYKER CORP | Procuity LEX | 2108000435 | 2021-11-02 | 2001 | 2026-11-02
1062323 | Med Surg Bed | Beds | Beds, Electric | Active | MSH | MSH | 11S | Biomedical Engineering | NURSING UNIT | STRYKER CORP | Procuity LEX | 2108000412 | 2021-11-02 | 2001 | 2026-11-02
1062324 | Med Surg Bed | Beds | Beds, Electric | Active | MSH | MSH | 11S | Biomedical Engineering | NURSING UNIT | STRYKER CORP | Procuity LEX | 2108000292 | 2021-11-02 | 2001 | 2026-11-02
1062325 | Med Surg Bed | Beds | Beds, Electric | Active | MSH | MSH | 11S | Biomedical Engineering | NURSING UNIT | STRYKER CORP | Procuity LEX | 2108000303 | 2021-11-02 | 2001 | 2026-11-02
1062327 | Thermometers, Electronic | Thermometers | Thermometers, Electronic | Active | MSH | MSH | 15U | Obstetrical Suite (L&D) | L&D | Welch Allyn | 692-Sure Temp Plus | (21)21190014 | 2021-11-02 |  | 2023-11-02
1062328 | Thermometers, Electronic | Thermometers | Thermometers, Electronic | Active | MSH | MSH | 15U | Obstetrical Suite (L&D) | L&D | Welch Allyn | 692-Sure Temp Plus | (21)21190526 | 2021-11-02 |  | 2023-11-02
1062329 | Thermometers, Electronic | Thermometers | Thermometers, Electronic | Active | MSH | MSH | 15U | Obstetrical Suite (L&D) | L&D | Welch Allyn | 692-Sure Temp Plus | (21)21190195 | 2021-11-02 |  | 2023-11-02
1062330 | Thermometers, Electronic | Thermometers | Thermometers, Electronic | Active | MSH | MSH | 15U | Obstetrical Suite (L&D) | L&D | Welch Allyn | 692-Sure Temp Plus | (21)21190035 | 2021-11-02 |  | 2023-11-02
1062331 | Thermometers, Electronic | Thermometers | Thermometers, Electronic | Active | MSH | MSH | 15U | Obstetrical Suite (L&D) | L&D | Welch Allyn | 692-Sure Temp Plus | (21)21190079 | 2021-11-02 |  | 2023-11-02
1062332 | Thermometers, Electronic | Thermometers | Thermometers, Electronic | Active | MSH | MSH | 15U | Obstetrical Suite (L&D) | L&D | Welch Allyn | 692-Sure Temp Plus | (21)21190565 | 2021-11-02 |  | 2023-11-02
1062333 | Thermometers, Electronic | Thermometers | Thermometers, Electronic | Active | MSH | MSH | 15U | Obstetrical Suite (L&D) | L&D | Welch Allyn | 692-Sure Temp Plus | (21)21190215 | 2021-11-02 |  | 2023-11-02
1062334 | Thermometers, Electronic | Thermometers | Thermometers, Electronic | Active | MSH | MSH | 15U | Obstetrical Suite (L&D) | L&D | Welch Allyn | 692-Sure Temp Plus | (21)21190204 | 2021-11-02 |  | 2023-11-02
1062335 | Thermometers, Electronic | Thermometers | Thermometers, Electronic | Active | MSH | MSH | 15U | Obstetrical Suite (L&D) | L&D | Welch Allyn | 692-Sure Temp Plus | (21)21190530 | 2021-11-02 |  | 2023-11-02
1062336 | Thermometers, Electronic | Thermometers | Thermometers, Electronic | Active | MSH | MSH | 15U | Obstetrical Suite (L&D) | L&D | Welch Allyn | 692-Sure Temp Plus | (21)21190534 | 2021-11-02 |  | 2023-11-02
1062337 | Thermometers, Electronic | Thermometers | Thermometers, Electronic | Active | MSH | MSH | 15U | Obstetrical Suite (L&D) | L&D | Welch Allyn | 692-Sure Temp Plus | (21)21111991 | 2021-11-02 |  | 2023-11-02
1062338 | Thermometers, Electronic | Thermometers | Thermometers, Electronic | Active | MSH | MSH | 15U | Obstetrical Suite (L&D) | L&D | Welch Allyn | 692-Sure Temp Plus | (21)21112016 | 2021-11-02 |  | 2023-11-02
1062388 | Med Surg Bed | Beds | Beds, Electric | Active | MSH | MSH | 11S | Biomedical Engineering | NURSING UNIT | STRYKER CORP | Procuity LEX | 2108000425 | 2021-11-03 | 2001 | 2026-11-03
1062389 | Med Surg Bed | Beds | Beds, Electric | Active | MSH | MSH | 11S | Biomedical Engineering | NURSING UNIT | STRYKER CORP | Procuity LEX | 2108000440 | 2021-11-03 | 2001 | 2026-11-03
1062390 | Med Surg Bed | Beds | Beds, Electric | Active | MSH | MSH | 11S | Biomedical Engineering | NURSING UNIT | STRYKER CORP | Procuity LEX | 2108000427 | 2021-11-03 | 2001 | 2026-11-03
1062391 | Med Surg Bed | Beds | Beds, Electric | Active | MSH | MSH | 11S | Biomedical Engineering | NURSING UNIT | STRYKER CORP | Procuity LEX | 2108000439 | 2021-11-03 | 2001 | 2026-11-03
1062392 | Med Surg Bed | Beds | Beds, Electric | Active | MSH | MSH | 11S | Biomedical Engineering | NURSING UNIT | STRYKER CORP | Procuity LEX | 2108000441 | 2021-11-03 | 2001 | 2026-11-03
1062393 | Med Surg Bed | Beds | Beds, Electric | Active | MSH | MSH | 11S | Biomedical Engineering | NURSING UNIT | STRYKER CORP | Procuity LEX | 2108000424 | 2021-11-03 | 2001 | 2026-11-03
1062394 | Med Surg Bed | Beds | Beds, Electric | Active | MSH | MSH | 11S | Biomedical Engineering | NURSING UNIT | STRYKER CORP | Procuity LEX | 2108000426 | 2021-11-03 | 2001 | 2026-11-03
1062395 | Med Surg Bed | Beds | Beds, Electric | Active | MSH | MSH | 11S | Biomedical Engineering | NURSING UNIT | STRYKER CORP | Procuity LEX | 2108000413 | 2021-11-03 | 2001 | 2026-11-03
1062396 | Med Surg Bed | Beds | Beds, Electric | Active | MSH | MSH | 11S | Biomedical Engineering | NURSING UNIT | STRYKER CORP | Procuity LEX | 2108000433 | 2021-11-03 | 2001 | 2026-11-03
1062397 | Med Surg Bed | Beds | Beds, Electric | Active | MSH | MSH | 11S | Biomedical Engineering | NURSING UNIT | STRYKER CORP | Procuity LEX | 2108000436 | 2021-11-03 | 2001 | 2026-11-03
1062398 | Med Surg Bed | Beds | Beds, Electric | Active | MSH | MSH | 11S | Biomedical Engineering | NURSING UNIT | STRYKER CORP | Procuity LEX | 2108000431 | 2021-11-03 | 2001 | 2026-11-03
1062399 | Med Surg Bed | Beds | Beds, Electric | Active | MSH | MSH | 11S | Biomedical Engineering | NURSING UNIT | STRYKER CORP | Procuity LEX | 2108000417 | 2021-11-03 | 2001 | 2026-11-03
1062400 | Med Surg Bed | Beds | Beds, Electric | Active | MSH | MSH | 11S | Biomedical Engineering | NURSING UNIT | STRYKER CORP | Procuity LEX | 2108000422 | 2021-11-03 | 2001 | 2026-11-03
1062401 | Med Surg Bed | Beds | Beds, Electric | Active | MSH | MSH | 11S | Biomedical Engineering | NURSING UNIT | STRYKER CORP | Procuity LEX | 2108000432 | 2021-11-03 | 2001 | 2026-11-03
1062414 | Med Surg Bed | Beds | Beds, Electric | Active | MSH | MSH | 9 | Biomedical Engineering | 9 South | STRYKER CORP | Procuity LEX | 2108000421 | 2021-11-04 | 2001
1062415 | Med Surg Bed | Beds | Beds, Electric | Active | MSH | MSH | 9 | Biomedical Engineering | 9 South | STRYKER CORP | Procuity LEX | 2108000428 | 2021-11-04 | 2001
1062416 | Med Surg Bed | Beds | Beds, Electric | Active | MSH | MSH | 9 | Biomedical Engineering | 9S - 901 A | STRYKER CORP | Procuity LEX | 2108000418 | 2021-11-04 | 2001
1062417 | Med Surg Bed | Beds | Beds, Electric | Active | MSH | MSH | 9 | Biomedical Engineering | 9S - 907 | STRYKER CORP | Procuity LEX | 2108000415 | 2021-11-04 | 2001
1062418 | Med Surg Bed | Beds | Beds, Electric | Active | MSH | MSH | 16M | Biomedical Engineering | 16th Floor - Murray Side | STRYKER CORP | Procuity LEX | 2108000638 | 2021-11-04 | 2001
1062419 | Med Surg Bed | Beds | Beds, Electric | Active | MSH | MSH | 16M | Biomedical Engineering | 16th Floor - Murray Side | STRYKER CORP | Procuity LEX | 2108000650 | 2021-11-04 | 2001
1062420 | Med Surg Bed | Beds | Beds, Electric | Active | MSH | MSH | 16M | Biomedical Engineering | 16th Floor - Murray Side | STRYKER CORP | Procuity LEX | 2108000633 | 2021-11-04 | 2001
1062421 | Med Surg Bed | Beds | Beds, Electric | Active | MSH | MSH | 16M | Biomedical Engineering | 16th Floor - Murray Side | STRYKER CORP | Procuity LEX | 2108000640 | 2021-11-04 | 2001
1062422 | Med Surg Bed | Beds | Beds, Electric | Active | MSH | MSH | 16M | Biomedical Engineering | 16th Floor - Murray Side | STRYKER CORP | Procuity LEX | 2108000665 | 2021-11-04 | 2001
1062423 | Med Surg Bed | Beds | Beds, Electric | Active | MSH | MSH | 16M | Biomedical Engineering | 16th Floor - Murray Side | STRYKER CORP | Procuity LEX | 2108000648 | 2021-11-04 | 2001
1062424 | Med Surg Bed | Beds | Beds, Electric | Active | MSH | MSH | 16M | Biomedical Engineering | 16th Floor - Murray Side | STRYKER CORP | Procuity LEX | 2108000657 | 2021-11-04 | 2001
1062425 | Med Surg Bed | Beds | Beds, Electric | Active | MSH | MSH | 16M | Biomedical Engineering | 16th Floor - Murray Side | STRYKER CORP | Procuity LEX | 2108000683 | 2021-11-04 | 2001
1062426 | Med Surg Bed | Beds | Beds, Electric | Active | MSH | MSH | 16M | Biomedical Engineering | 16th Floor - Murray Side | STRYKER CORP | Procuity LEX | 2108000672 | 2021-11-04 | 2001
1062427 | Med Surg Bed | Beds | Beds, Electric | Active | MSH | MSH | 16M | Biomedical Engineering | 16th Floor - Murray Side | STRYKER CORP | Procuity LEX | 2108000641 | 2021-11-04 | 2001
1062435 | Med Surg Bed | Beds | Beds, Electric | Active | MSH | MSH | 16M | Biomedical Engineering | MOTHER AND BABY | STRYKER CORP | Procuity LEX | 2108000667 | 2021-11-09 | 2001 | 2026-11-09
1062436 | Med Surg Bed | Beds | Beds, Electric | Active | MSH | MSH | 16M | Biomedical Engineering | MOTHER AND BABY | STRYKER CORP | Procuity LEX | 2108000662 | 2021-11-09 | 2001 | 2026-11-09
1062437 | Med Surg Bed | Beds | Beds, Electric | Active | MSH | MSH | 16M | Biomedical Engineering | MOTHER AND BABY | STRYKER CORP | Procuity LEX | 2108000649 | 2021-11-09 | 2001 | 2026-11-09
1062438 | Med Surg Bed | Beds | Beds, Electric | Active | MSH | MSH | 16M | Biomedical Engineering | MOTHER AND BABY | STRYKER CORP | Procuity LEX | 2108000666 | 2021-11-09 | 2001 | 2026-11-09
1062439 | Med Surg Bed | Beds | Beds, Electric | Active | MSH | MSH | 16M | Biomedical Engineering | MOTHER AND BABY | STRYKER CORP | Procuity LEX | 2108000671 | 2021-11-09 | 2001 | 2026-11-09
1062440 | Med Surg Bed | Beds | Beds, Electric | Active | MSH | MSH | 16M | Biomedical Engineering | MOTHER AND BABY | STRYKER CORP | Procuity LEX | 2108000682 | 2021-11-09 | 2001 | 2026-11-09
1062441 | Med Surg Bed | Beds | Beds, Electric | Active | MSH | MSH | 16M | Biomedical Engineering | MOTHER AND BABY | STRYKER CORP | Procuity LEX | 2108000670 | 2021-11-09 | 2001 | 2026-11-09
1062442 | Med Surg Bed | Beds | Beds, Electric | Active | MSH | MSH | 16M | Biomedical Engineering | MOTHER AND BABY | STRYKER CORP | Procuity LEX | 2108000643 | 2021-11-09 | 2001 | 2026-11-09
1062443 | Med Surg Bed | Beds | Beds, Electric | Active | MSH | MSH | 16M | Biomedical Engineering | MOTHER AND BABY | STRYKER CORP | Procuity LEX | 2108000679 | 2021-11-09 | 2001 | 2026-11-09
1062444 | Med Surg Bed | Beds | Beds, Electric | Active | MSH | MSH | 16M | Biomedical Engineering | MOTHER AND BABY | STRYKER CORP | Procuity LEX | 2108000653 | 2021-11-09 | 2001 | 2026-11-09
1062445 | Med Surg Bed | Beds | Beds, Electric | Active | MSH | MSH | 16M | Biomedical Engineering | MOTHER AND BABY | STRYKER CORP | Procuity LEX | 2108000681 | 2021-11-09 | 2001 | 2026-11-09
1062446 | Med Surg Bed | Beds | Beds, Electric | Active | MSH | MSH | 16M | Biomedical Engineering | MOTHER AND BABY | STRYKER CORP | Procuity LEX | 2108000656 | 2021-11-09 | 2001 | 2026-11-09
1062447 | Med Surg Bed | Beds | Beds, Electric | Active | MSH | MSH | 16M | Biomedical Engineering | MOTHER AND BABY | STRYKER CORP | Procuity LEX | 2108000655 | 2021-11-09 | 2001 | 2026-11-09
1062448 | Med Surg Bed | Beds | Beds, Electric | Active | MSH | MSH | 16M | Biomedical Engineering | MOTHER AND BABY | STRYKER CORP | Procuity LEX | 2108000680 | 2021-11-09 | 2001 | 2026-11-09
1062462 | Med Surg Bed | Beds | Beds, Electric | Active | MSH | MSH | 16M | Biomedical Engineering | 16th Floor - Murray Side | STRYKER CORP | Procuity LEX | 2108000674 | 2021-11-10 | 2001
1062463 | Med Surg Bed | Beds | Beds, Electric | Active | MSH | MSH | 16M | Biomedical Engineering | 16th Floor - Murray Side | STRYKER CORP | Procuity LEX | 2108000654 | 2021-11-10 | 2001
1062464 | Med Surg Bed | Beds | Beds, Electric | Active | MSH | MSH | 16M | Biomedical Engineering | 16th Floor - Murray Side | STRYKER CORP | Procuity LEX | 2108000635 | 2021-11-10 | 2001
1062465 | Med Surg Bed | Beds | Beds, Electric | Active | MSH | MSH | 16M | Biomedical Engineering | 16th Floor - Murray Side | STRYKER CORP | Procuity LEX | 2108000637 | 2021-11-10 | 2001
1062466 | Med Surg Bed | Beds | Beds, Electric | Active | MSH | MSH | 16M | Biomedical Engineering | 16th Floor - Murray Side | STRYKER CORP | Procuity LEX | 2108000673 | 2021-11-10 | 2001
1062467 | Med Surg Bed | Beds | Beds, Electric | Active | MSH | MSH | 17M | Biomedical Engineering | 17 - Murray | STRYKER CORP | Procuity LEX | 2108000632 | 2021-11-10 | 2001
1062468 | Med Surg Bed | Beds | Beds, Electric | Active | MSH | MSH | 17M | Biomedical Engineering | 17 - Murray | STRYKER CORP | Procuity LEX | 2108000678 | 2021-11-10 | 2001
1062469 | Med Surg Bed | Beds | Beds, Electric | Active | MSH | MSH | 17M | Biomedical Engineering | 17 - Murray | STRYKER CORP | Procuity LEX | 2108000659 | 2021-11-10 | 2001
1062470 | Med Surg Bed | Beds | Beds, Electric | Active | MSH | MSH | 17M | Biomedical Engineering | 17 - Murray | STRYKER CORP | Procuity LEX | 2108000652 | 2021-11-10 | 2001
1062471 | Med Surg Bed | Beds | Beds, Electric | Active | MSH | MSH | 17M | Biomedical Engineering | 17 - Murray | STRYKER CORP | Procuity LEX | 2108000658 | 2021-11-10 | 2001
1062472 | Med Surg Bed | Beds | Beds, Electric | Active | MSH | MSH | 17M | Biomedical Engineering | 17 - Murray | STRYKER CORP | Procuity LEX | 2108000660 | 2021-11-10 | 2001
1062473 | Med Surg Bed | Beds | Beds, Electric | Active | MSH | MSH | 17M | Biomedical Engineering | 17 - Murray | STRYKER CORP | Procuity LEX | 2108000663 | 2021-11-10 | 2001
1062474 | Med Surg Bed | Beds | Beds, Electric | Active | MSH | MSH | 17M | Biomedical Engineering | 17 - Murray | STRYKER CORP | Procuity LEX | 2108000669 | 2021-11-10 | 2001
1062475 | Med Surg Bed | Beds | Beds, Electric | Active | MSH | MSH | 17M | Biomedical Engineering | 17 - Murray | STRYKER CORP | Procuity LEX | 2108000636 | 2021-11-10 | 2001
1062479 | Thermometers, Electronic, Thermistor/Thermocouple, Patient | Thermometers | Thermometers, Electronic, Thermistor/Thermocouple, Patient | Active | MSH | MSH | 17M | Mother & Baby | MBU | Cardinal Health Canada Inc | Filac 3000 AD | A1957257X | 2020-05-13 | 297.05 | 2023-05-13 | Man. Date:01/2011
1062496 | Med Surg Bed | Beds | Beds, Electric | Active | MSH | MSH | 17M | Biomedical Engineering | 17 - Murray | STRYKER CORP | Procuity LEX | 2108000645 | 2021-11-11 | 2001
1062497 | Med Surg Bed | Beds | Beds, Electric | Active | MSH | MSH | 12N | Biomedical Engineering | 12 North - Room 35 | STRYKER CORP | Procuity LEX | 2108000639 | 2021-11-11 | 2001
1062498 | Med Surg Bed | Beds | Beds, Electric | Active | MSH | MSH | 17M | Biomedical Engineering | 17 - Murray | STRYKER CORP | Procuity LEX | 2108000664 | 2021-11-11 | 2001
1062499 | Med Surg Bed | Beds | Beds, Electric | Active | MSH | MSH | 17M | Biomedical Engineering | 17 - Murray | STRYKER CORP | Procuity LEX | 2108000646 | 2021-11-11 | 2001
1062500 | Med Surg Bed | Beds | Beds, Electric | Active | MSH | MSH | 17M | Biomedical Engineering | 17 - Murray | STRYKER CORP | Procuity LEX | 2108000676 | 2021-11-11 | 2001
1062501 | Med Surg Bed | Beds | Beds, Electric | Active | MSH | MSH | 17M | Biomedical Engineering | 17 - Murray | STRYKER CORP | Procuity LEX | 2108000651 | 2021-11-11 | 2001
1062502 | Med Surg Bed | Beds | Beds, Electric | Active | MSH | MSH | 17M | Biomedical Engineering | 17 - Murray | STRYKER CORP | Procuity LEX | 2108000675 | 2021-11-11 | 2001
1062503 | Med Surg Bed | Beds | Beds, Electric | Active | MSH | MSH | 17M | Biomedical Engineering | 17 - Murray | STRYKER CORP | Procuity LEX | 2108000677 | 2021-11-11 | 2001
1062504 | Med Surg Bed | Beds | Beds, Electric | Active | MSH | MSH | 17M | Biomedical Engineering | 17 - Murray | STRYKER CORP | Procuity LEX | 2108000634 | 2021-11-11 | 2001
1062505 | Med Surg Bed | Beds | Beds, Electric | Active | MSH | MSH | 17M | Biomedical Engineering | 17 - Murray | STRYKER CORP | Procuity LEX | 2108000647 | 2021-11-11 | 2001
1062506 | Med Surg Bed | Beds | Beds, Electric | Active | MSH | MSH | 17M | Biomedical Engineering | 17 - Murray | STRYKER CORP | Procuity LEX | 2108000642 | 2021-11-11 | 2001
1062507 | Med Surg Bed | Beds | Beds, Electric | Active | MSH | MSH | 17M | Biomedical Engineering | 17 - Murray | STRYKER CORP | Procuity LEX | 2108000661 | 2021-11-11 | 2001
1062508 | Med Surg Bed | Beds | Beds, Electric | Active | MSH | MSH | 17M | Biomedical Engineering | 17 - Murray | STRYKER CORP | Procuity LEX | 2108000668 | 2021-11-11 | 2001
1062509 | Med Surg Bed | Beds | Beds, Electric | Active | MSH | MSH | 17M | Biomedical Engineering | 17 - Murray | STRYKER CORP | Procuity LEX | 2108000644 | 2021-11-11 | 2001
1062542 | CEREBRAL FUNCTION MONITORS | CEREBRAL FUNCTION MONITORS | CEREBRAL FUNCTION MONITORS | Active | MSH | MSH | 17U | NICU | NICU | Excel-Tech Ltd A Natus Medical Inc Co | OBM00001 | H20050322 | 2021-11-15 |  | 2022-11-16 | Natus Medical Incorporated Excel-Tech Ltd. (XLTEK) 2568 Bristol Circle Oakville ON L6H 5S1 Canada 1-800-303-0306 (US/CAN) 001-650-802-0400 (Worldwide) technical_service@natus.com www.natus.com
1062543 | Beds, Electric, Bariatric | Beds | Beds, Electric, Bariatric | Active | MSH | MSH | 10S | Biomedical Engineering | NURSING UNIT | STRYKER CORP | MV3 | 2021013200303 | 2021-11-16 | 2001 | 2026-11-16
1062544 | Beds, Electric, Bariatric | Beds | Beds, Electric, Bariatric | Active | MSH | MSH | 10N | Biomedical Engineering | NURSING UNIT | STRYKER CORP | MV3 | 2021013200298 | 2021-11-16 | 2001 | 2027-11-16
1062545 | Beds, Electric, Bariatric | Beds | Beds, Electric, Bariatric | Active | MSH | MSH | 11S | Biomedical Engineering | NURSING UNIT | STRYKER CORP | MV3 | 2021013200308 | 2021-11-16 | 2001 | 2028-11-16
1062546 | Beds, Electric, Bariatric | Beds | Beds, Electric, Bariatric | Active | MSH | MSH | 11N | Biomedical Engineering | NURSING UNIT | STRYKER CORP | MV3 | 2021013200300 | 2021-11-16 | 2001 | 2029-11-16
1062547 | Beds, Electric, Bariatric | Beds | Beds, Electric, Bariatric | Active | MSH | MSH | 12S | Biomedical Engineering | NURSING UNIT | STRYKER CORP | MV3 | 2021013200310 | 2021-11-16 | 2001 | 2030-11-16
1062548 | Beds, Electric, Bariatric | Beds | Beds, Electric, Bariatric | Active | MSH | MSH | 14S | Biomedical Engineering | NURSING UNIT | STRYKER CORP | MV3 | 2021013200304 | 2021-11-16 | 2001 | 2031-11-16
1062549 | Beds, Electric, Bariatric | Beds | Beds, Electric, Bariatric | Active | MSH | MSH | 14N | Biomedical Engineering | NURSING UNIT | STRYKER CORP | MV3 | 2021013200297 | 2021-11-16 | 2001 | 2032-11-16
1062550 | Beds, Electric, Bariatric | Beds | Beds, Electric, Bariatric | Active | MSH | MSH | 15M | Biomedical Engineering | NURSING UNIT | STRYKER CORP | MV3 | 2021013200311 | 2021-11-16 | 2001 | 2033-11-16
1062551 | Beds, Electric, Bariatric | Beds | Beds, Electric, Bariatric | Active | MSH | MSH | 15M | Biomedical Engineering | NURSING UNIT | STRYKER CORP | MV3 | 2021013200299 | 2021-11-16 | 2001 | 2034-11-16
1062552 | Beds, Electric, Bariatric | Beds | Beds, Electric, Bariatric | Active | MSH | MSH | 15M | Biomedical Engineering | NURSING UNIT | STRYKER CORP | MV3 | 2021013200305 | 2021-11-16 | 2001 | 2035-11-16
1062553 | Beds, Electric, Bariatric | Beds | Beds, Electric, Bariatric | Active | MSH | MSH | 16M | Biomedical Engineering | NURSING UNIT | STRYKER CORP | MV3 | 2021013200301 | 2021-11-16 | 2001 | 2036-11-16
1062554 | Beds, Electric, Bariatric | Beds | Beds, Electric, Bariatric | Active | MSH | MSH | 16M | Biomedical Engineering | NURSING UNIT | STRYKER CORP | MV3 | 2021013200312 | 2021-11-16 | 2001 | 2037-11-16
1062555 | Beds, Electric, Bariatric | Beds | Beds, Electric, Bariatric | Active | MSH | MSH | 16M | Biomedical Engineering | NURSING UNIT | STRYKER CORP | MV3 | 2021013200307 | 2021-11-16 | 2001 | 2038-11-16
1062556 | Beds, Electric, Bariatric | Beds | Beds, Electric, Bariatric | Active | MSH | MSH | 17M | Biomedical Engineering | NURSING UNIT | STRYKER CORP | MV3 | 2021013200306 | 2021-11-16 | 2001 | 2039-11-16
1062557 | Beds, Electric, Bariatric | Beds | Beds, Electric, Bariatric | Active | MSH | MSH | 17M | Biomedical Engineering | NURSING UNIT | STRYKER CORP | MV3 | 2021013200309 | 2021-11-16 | 2001 | 2040-11-16
1062558 | Beds, Electric, Bariatric | Beds | Beds, Electric, Bariatric | Active | MSH | MSH | 17M | Biomedical Engineering | NURSING UNIT | STRYKER CORP | MV3 | 2021013200302 | 2021-11-16 | 2001 | 2041-11-16
1062581 | CEREBRAL FUNCTION MONITORS | CEREBRAL FUNCTION MONITORS | CEREBRAL FUNCTION MONITORS | Active | MSH | MSH | 17U | NICU | NICU | Excel-Tech Ltd A Natus Medical Inc Co | OBM00001 | H20050366 | 2021-11-15 |  | 2022-11-16 | Natus Medical Incorporated Excel-Tech Ltd. (XLTEK) 2568 Bristol Circle Oakville ON L6H 5S1 Canada 1-800-303-0306 (US/CAN) 001-650-802-0400 (Worldwide) technical_service@natus.com www.natus.com
1062586 | Warming Units, Patient, Forced-Air | Warming Units | Warming Units, Patient, Forced-Air | Active | MSH | MSH | 7 | SURGICAL SUITE (COMBINED WITH CYSTO) | OR | STRYKER CORP | MA1100-PM | 190267774 | 2021-11-17
1062603 | Warming Units, Patient, Forced-Air | Warming Units | Warming Units, Patient, Forced-Air | Active | MSH | MSH | 7 | SURGICAL SUITE (COMBINED WITH CYSTO) | OR | STRYKER CORP | MA1200-PM | 230654631 | 2021-11-19
1062604 | Beds, Electric | Beds | Beds, Electric | Active | MSH | MSH | 6 | General Oncology Clinic | Oncology | STRYKER CORP | 3005S3 | 200103697 | 2021-11-19 |  | 2021-10-08 | Leakage Current: 91.5 uA Resistance: 75 mOhm
1062605 | Beds, Electric | Beds | Beds, Electric | Active | MSH | MSH | 6 | General Oncology Clinic | Oncology | STRYKER CORP | 3005S3 | 200103686 | 2021-11-19 |  | 2021-10-08 | Leakage Current: 91.5 uA Resistance: 75 mOhm
1062606 | Beds, Electric | Beds | Beds, Electric | Active | MSH | MSH | 6 | General Oncology Clinic | Oncology | STRYKER CORP | 3005S3 | 200103698 | 2021-11-19 |  | 2021-10-08 | Leakage Current: 91.5 uA Resistance: 75 mOhm
1062607 | Beds, Electric | Beds | Beds, Electric | Active | MSH | MSH | 6 | General Oncology Clinic | Oncology | STRYKER CORP | 3005S3 | 200103699 | 2021-11-19 |  | 2021-10-08 | Leakage Current: 91.5 uA Resistance: 75 mOhm
1062608 | Beds, Electric | Beds | Beds, Electric | Active | MSH | MSH | 6 | General Oncology Clinic | Oncology | STRYKER CORP | 3005S3 | 200103703 | 2021-11-19 |  | 2021-10-08 | Leakage Current: 91.5 uA Resistance: 75 mOhm
1062609 | Beds, Electric | Beds | Beds, Electric | Active | MSH | MSH | 6 | General Oncology Clinic | Oncology | STRYKER CORP | 3005S3 | 200103704 | 2021-11-19 |  | 2021-10-08 | Leakage Current: 91.5 uA Resistance: 75 mOhm
1062610 | Beds, Electric | Beds | Beds, Electric | Active | MSH | MSH | 6 | General Oncology Clinic | Oncology | STRYKER CORP | 3005S3 | 200103701 | 2021-11-19 |  | 2021-10-08 | Leakage Current: 91.5 uA Resistance: 75 mOhm
1062655 | Beds, Electric | Beds | Beds, Electric | Active | MSH | MSH | 6 | General Oncology Clinic | Oncology | STRYKER CORP | 3005S3 | 200103695 | 2021-11-19 |  | 2021-10-08 | Leakage Current: 91.5 uA Resistance: 75 mOhm
1062657 | Beds, Electric | Beds | Beds, Electric | Active | MSH | MSH | 12S | Biomedical Engineering | Bed Shop | STRYKER CORP | 3005S3 | 200103694 | 2021-11-19 |  | 2021-10-08 | Leakage Current: 91.5 uA Resistance: 75 mOhm
1062658 | Beds, Electric | Beds | Beds, Electric | Active | MSH | MSH | 16U | Express Admission Unit | 16 EAU | STRYKER CORP | 3005S3 | 200103689 | 2021-11-19 |  | 2021-10-08 | Leakage Current: 91.5 uA Resistance: 75 mOhm
1062660 | Insufflators, Laparoscopic | Insufflators | Insufflators, Laparoscopic | Active | MSH | MSH | 7 | SURGICAL SUITE (COMBINED WITH CYSTO) | OR 9 | CONMED CORP | AS-IFS1 | 2005CE0106 | 2021-11-24 |  | 2022-11-24
1062661 | Insufflators, Laparoscopic | Insufflators | Insufflators, Laparoscopic | Active | MSH | MSH | 7 | SURGICAL SUITE (COMBINED WITH CYSTO) |  | CONMED CORP | AS-IFS1 | 2012CE0508 | 2021-11-24 |  | 2022-11-24
1062662 | Thermometers, Electronic | Thermometers | Thermometers, Electronic | Active | MSH | MSH | 15U | Obstetrical Suite (L&D) | L&D | Welch Allyn | 692-Sure Temp Plus | (21)21123680 | 2021-11-23 |  | 2023-11-23
1062663 | Thermometers, Electronic | Thermometers | Thermometers, Electronic | Active | MSH | MSH | 15U | Obstetrical Suite (L&D) | L&D | Welch Allyn | 692-Sure Temp Plus | (21)21136602 | 2021-11-23 |  | 2023-11-23
1062664 | Thermometers, Electronic | Thermometers | Thermometers, Electronic | Active | MSH | MSH | 15U | Obstetrical Suite (L&D) | L&D | Welch Allyn | 692-Sure Temp Plus | (21)21111996 | 2021-11-23 |  | 2023-11-23
1062665 | Thermometers, Electronic | Thermometers | Thermometers, Electronic | Active | MSH | MSH | 15U | Obstetrical Suite (L&D) | L&D | Welch Allyn | 692-Sure Temp Plus | (21)21107646 | 2021-11-23 |  | 2023-11-23
1062666 | Thermometers, Electronic | Thermometers | Thermometers, Electronic | Active | MSH | MSH | 15U | Obstetrical Suite (L&D) | L&D | Welch Allyn | 692-Sure Temp Plus | (21)21111998 | 2021-11-23 |  | 2023-11-23
1062667 | Thermometers, Electronic | Thermometers | Thermometers, Electronic | Active | MSH | MSH | 15U | Obstetrical Suite (L&D) | L&D | Welch Allyn | 692-Sure Temp Plus | (21)21152446 | 2021-11-23 |  | 2023-11-23
1062668 | Pumps, Insufflating | Pumps | Pumps, Insufflating | Active | MSH | MSH | 1 | Biomedical Engineering | Biomed | STRYKER CORP | IsoTour Pump | 2020017401406 | 2021-11-23
1062669 | Pumps, Insufflating | Pumps | Pumps, Insufflating | Active | MSH | MSH | 1 | Biomedical Engineering | Biomed | STRYKER CORP | IsoTour Pump | 2020017401271 | 2021-11-23
1062670 | Pumps, Insufflating | Pumps | Pumps, Insufflating | Active | MSH | MSH | 1 | Biomedical Engineering | Biomed | STRYKER CORP | IsoTour Pump | 2020017401404 | 2021-11-23
1062671 | Pumps, Insufflating | Pumps | Pumps, Insufflating | Active | MSH | MSH | 1 | Biomedical Engineering | Biomed | STRYKER CORP | IsoTour Pump | 2020017401410 | 2021-11-23
1062672 | Pumps, Insufflating | Pumps | Pumps, Insufflating | Active | MSH | MSH | 1 | Biomedical Engineering | Biomed | STRYKER CORP | IsoTour Pump | 2020017401260 | 2021-11-23
1062673 | Pumps, Insufflating | Pumps | Pumps, Insufflating | Active | MSH | MSH | 1 | Biomedical Engineering | Biomed | STRYKER CORP | IsoTour Pump | 2020017401412 | 2021-11-23
1062674 | Pumps, Insufflating | Pumps | Pumps, Insufflating | Active | MSH | MSH | 1 | Biomedical Engineering | Biomed | STRYKER CORP | IsoTour Pump | 2020017400728 | 2021-11-23
1062675 | Pumps, Insufflating | Pumps | Pumps, Insufflating | Active | MSH | MSH | 1 | Biomedical Engineering | Biomed | STRYKER CORP | IsoTour Pump | 2020017401400 | 2021-11-23
1062676 | Pumps, Insufflating | Pumps | Pumps, Insufflating | Active | MSH | MSH | 1 | Biomedical Engineering | Biomed | STRYKER CORP | IsoTour Pump | 2020017401405 | 2021-11-23
1062677 | Pumps, Insufflating | Pumps | Pumps, Insufflating | Active | MSH | MSH | 1 | Biomedical Engineering | Biomed | STRYKER CORP | IsoTour Pump | 2020017401407 | 2021-11-23
1062682 | Ultrasound - POCUS | Scanning Systems | Scanning Systems, Ultrasonic, Obstetric/Gynecologic | Active | MSH | MSH | MSH | Emergency | Emergency | SonoSite (FujiFilm) | SONOSITE | Q4Y44M | 2021-11-24 | 20001 | 2022-11-24 | SYSTEM HAD BEEN DONATED BY A RETIRED UROLOGIST FOR USE AS AN EDUCATIONAL DEVICE IN MSH ER SYSTEM REQUIRES HEMODYNAMIC ABILITY AND APPROPRIATE PROBE FOR THAT SonoSite Edge II Ultrasound System Ref P20680-14 Transducer: rC60xi/5-2 Mhz, REF: P21070-10, SN: 04CYHY
1062694 | Transducer, Fetal Monitoring | Transducer | Transducer, Fetal Monitoring | Active | MSH | MSH | 15U | Obstetrical Suite (L&D) | L&D | Philips Healthcare | 866076 | DE45002113 | 2014-04-12
1062695 | Transducer, Fetal Monitoring | Transducer | Transducer, Fetal Monitoring | Active | MSH | MSH | 15U | Obstetrical Suite (L&D) | L&D | Philips Healthcare | 866076 | DE45002075 | 2014-04-12
1062714 | Radiographic/Fluoroscopic Systems, Angiography/Interventional | Radiographic/Fluoroscopic Systems | Radiographic/Fluoroscopic Systems, Angiography/Interventional | Active | MSH | MSH | 7 | SURGICAL SUITE (COMBINED WITH CYSTO) | MSH-7-OR-05 | GE Healthcare | IGS 7 | D4-20-029 | 2021-12-01 |  | 2022-12-01
1062736 | BLADDER SCANNER | BLADDER SCANNER | BLADDER SCANNER | Active | MSH | MSH | 16M | Mother & Baby | 16th MBU | Verathon Medical | Prime Plus | C1521482 | 2021-11-29 |  | 2026-11-29 | Probe SN P1529953 ** All physical damages covered under warranty **
1062747 | Thermometers, Electronic | Thermometers | Thermometers, Electronic | Active | MSH | MSH | 15U | Obstetrical Suite (L&D) | L&D | Welch Allyn | 692-Sure Temp Plus | (21)21345328 | 2021-12-06 |  | 2023-11-23
1062748 | Thermometers, Electronic | Thermometers | Thermometers, Electronic | Active | MSH | MSH | 15U | Obstetrical Suite (L&D) | L&D | Welch Allyn | 692-Sure Temp Plus | (21)21334020 | 2021-12-06 |  | 2023-11-23
1062749 | Thermometers, Electronic | Thermometers | Thermometers, Electronic | Active | MSH | MSH | 15U | Obstetrical Suite (L&D) | L&D | Welch Allyn | 692-Sure Temp Plus | (21)21318687 | 2021-12-06 |  | 2023-11-23
1062750 | Thermometers, Electronic | Thermometers | Thermometers, Electronic | Active | MSH | MSH | 15U | Obstetrical Suite (L&D) | L&D | Welch Allyn | 692-Sure Temp Plus | (21)21318699 | 2021-12-06 |  | 2023-11-23
1062752 | Thermometers, Electronic | Thermometers | Thermometers, Electronic | Active | MSH | MSH | 15U | Obstetrical Suite (L&D) | L&D | Welch Allyn | 692-Sure Temp Plus | (21)21358492 | 2021-12-06 |  | 2023-11-23
1062754 | Thermometers, Electronic | Thermometers | Thermometers, Electronic | Active | MSH | MSH | 15U | Obstetrical Suite (L&D) | L&D | Welch Allyn | 692-Sure Temp Plus | (21)21345347 | 2021-12-06 |  | 2023-11-23
1062758 | Thermometers, Electronic | Thermometers | Thermometers, Electronic | Active | MSH | MSH | 15U | Obstetrical Suite (L&D) | L&D | Welch Allyn | 692-Sure Temp Plus | (21)21334042 | 2021-12-06 |  | 2023-11-23
1062759 | Thermometers, Electronic | Thermometers | Thermometers, Electronic | Active | MSH | MSH | 15U | Obstetrical Suite (L&D) | L&D | Welch Allyn | 692-Sure Temp Plus | (21)21334019 | 2021-12-06 |  | 2023-11-23
1062760 | Thermometers, Electronic | Thermometers | Thermometers, Electronic | Active | MSH | MSH | 15U | Obstetrical Suite (L&D) | L&D | Welch Allyn | 692-Sure Temp Plus | (21)21318631 | 2021-12-06 |  | 2023-11-23
1062761 | Thermometers, Electronic | Thermometers | Thermometers, Electronic | Active | MSH | MSH | 15U | Obstetrical Suite (L&D) | L&D | Welch Allyn | 692-Sure Temp Plus | (21)21318675 | 2021-12-06 |  | 2023-11-23
1062762 | Thermometers, Electronic | Thermometers | Thermometers, Electronic | Active | MSH | MSH | 15U | Obstetrical Suite (L&D) | L&D | Welch Allyn | 692-Sure Temp Plus | (21)21334034 | 2021-12-06 |  | 2023-11-23
1062763 | Thermometers, Electronic | Thermometers | Thermometers, Electronic | Active | MSH | MSH | 15U | Obstetrical Suite (L&D) | L&D | Welch Allyn | 692-Sure Temp Plus | (21)21358732 | 2021-12-06 |  | 2023-11-23
1062765 | Thermometers, Electronic | Thermometers | Thermometers, Electronic | Active | MSH | MSH | 15U | Obstetrical Suite (L&D) | L&D | Welch Allyn | 692-Sure Temp Plus | (21)21318671 | 2021-12-06 |  | 2023-11-23
1062767 | Thermometers, Electronic | Thermometers | Thermometers, Electronic | Active | MSH | MSH | 15U | Obstetrical Suite (L&D) | L&D | Welch Allyn | 692-Sure Temp Plus | (21)21358281 | 2021-12-06 |  | 2023-11-23
1062777 | Warming Units, Patient, Forced-Air | Warming Units | Warming Units, Patient, Forced-Air | Active | MSH | MSH | 7 | SURGICAL SUITE (COMBINED WITH CYSTO) | OR | STRYKER CORP | MA1200-PM | 220845027 | 2021-12-06
1062778 | Monitoring Systems, Physiologic, Stress Exercise | Monitoring Systems | Monitoring Systems, Physiologic, Stress Exercise | Active | MSH | MSH | MSH | Heart Function Clinic | Rm. 1615 | Sun Tech Medical Inc. | Tango | M00101238 | 2021-12-07 | 9300 |  | Image Monitoring Inc - 3 year warranty. Vendor replaced the unit sn.M00006051 with a new one sn.M00020545, 11.05.2012. Vendor has a contract with RT department
1062779 | Monitoring Systems, Physiologic, Stress Exercise | Monitoring Systems | Monitoring Systems, Physiologic, Stress Exercise | Active | MSH | MSH | 16U | Pulmonary Function | Rm. 1615 | MediSoft Belgium | Ergocard CPX Clinical | 200207-05-0671 | 2021-12-07
1062796 | Electrosurgical Units | Electrosurgical Units | Electrosurgical Units | Active | MSH | MSH | 4 | ENT Clinic | ENT | Valleylab Covidien Div Covidien (US) | FORCE 1B | Z2A2086M | 1988-12-13
1062798 | Positioning Aids | Positioning Aids | Positioning Aids | Active | MSH | MSH | 7 | SURGICAL SUITE (COMBINED WITH CYSTO) | OR | SMITH AND NEPHEW MPL DIV | Spider2 | 249898 | 2021-12-13
1062801 | Ultrasound - POCUS | Scanning Systems | Scanning Systems, Ultrasonic | Active | MSH | MSH | 7 | Anesthesia | OR ANAESTHESIA 7th Floor | SonoSite (FujiFilm) | 16055-24 - X-Porte | 053BGK | 2022-02-07 | 88850 | 2027-01-31 | ORDER NUMBER 356575 ORDER DATE 03-DEC-2021 SALES REP TARANOVSKY, MICHAEL SALES CHANNEL DIRECT HOSPITAL CUSTOMER PO NUMBER 7600035111 Bill To: SINAI HEALTH SYSTEM ACCOUNTS PAYABLE 600 UNIVERSITY AVE TORONTO, ONTARIO - M5G 1X5 Canada Ship To: MOUNT SINAI HOSPITAL 600 UNIVERSITY AVE ROOM 529 5TH FLOOR, MEDICAL IMAGING TORONTO, ONTARIO - M5G 1X5 Canada Attn: Chen, Carl +1 (416)586-4857 Order Line # Part Number Component of Item Description Qty Ordered Qty Shipped Serial Number Shipped Date Tracking Number Carrier 1.1 P19220-77 L15600-61 X-PORTE ULTRASOUND SYSTEM, TTC AND STAND, PRINTER READY, ROHS, 1.4 1 1 053BGK 24-JAN-2022 199388-68874 / CHAMPION BEST WAY/SUPPLIER 1.1 P14561-20 L15600-61 TRANSDUCER, C60XP/5-2 MHZ, ROHS 1 1 054184 24-JAN-2022 199388-68874 / CHAMPION BEST WAY/SUPPLIER 1.1 P14562-22 L15600-61 TRANSDUCER, ICTXP/9-5 MHZ, ROHS 1 1 04Y2RY 24-JAN-2022 199388-68874 / CHAMPION BEST WAY/SUPPLIER 1.1 P14567-22 L15600-61 TRANSDUCER, HFL50XP/15-6 MHZ, ROHS 1 1 053M1P 24-JAN-2022 199388-68874 / CHAMPION BEST WAY/SUPPLIER 1.1 P22557-10 L15600-61 TRANSDUCER, RP19XP/5-1 MHZ, ROHS 1 1 04XB5V 24-JAN-2022 199388-68874 / CHAMPION BEST WAY/SUPPLIER 1.1 P14584-07 L15600-61 GETTING STARTED GUIDE, X-PORTE (TRANSLATIONS IN 15 LANGUAGES) 1 1 24-JAN-2022 199388-68874 / CHAMPION BEST WAY/SUPPLIER 1.1 P14355-07 L15600-61 ACCESSORY KIT, ULTRASOUND SYSTEMS 1 1 24-JAN-2022 199388-68874 / CHAMPION BEST WAY/SUPPLIER 1.1 P13332-01 L15600-61 LABEL, SHIPPING, LITHIUM ION BATTERY WARNING 1 1 24-JAN-2022 199388-68874 / CHAMPION BEST WAY/SUPPLIER 1.1 P00782-01 L15600-61 GEL, ACOUSTIC, AQUASONIC 100 1 1 24-JAN-2022 199388-68874 / CHAMPION BEST WAY/SUPPLIER 1.1 P23090-01 L15600-61 USB MEMORY STICK, 16GB 1 1 24-JAN-2022 199388-68874 / CHAMPION BEST WAY/SUPPLIER 1.1 P22891-01 L15600-61 KIT, AC CORD RETAINER, X-PORTE 1 1 24-JAN-2022 199388-68874 / CHAMPION BEST WAY/SUPPLIER 1.1 P19171-01 L15600-61 KIT, BASKET HOOK, X-PORTE 1 1 24-JAN-2022 199388-68874 / CHAMPION BEST WAY/SUPPLIER 1.1 P21370-01 L15600-61 KIT, AUXILIARY TRANSDUCER HOLDER, XPORTE 1 1 24-JAN-2022 199388-68874 / CHAMPION BEST WAY/SUPPLIER 1.1 P17927-04 L15600-61 X-PORTE SOFTWARE PACKAGE 1 1 24-JAN-2022 199388-68874 / CHAMPION BEST WAY/SUPPLIER 1.1 P16182-01 L15600-61 ENGLISH USER INTERFACE 1 1 24-JAN-2022 199388-68874 / CHAMPION BEST WAY/SUPPLIER 1.1 P16569-11 L15600-61 USER GUIDE CD, X-PORTE 1.4 1 1 24-JAN-2022 199388-68874 / CHAMPION BEST WAY/SUPPLIER 1.1 P17706-02 L15600-61 USER GUIDE, X-PORTE, PAPERLESS (CD ONLY) 1 1 24-JAN-2022 199388-68874 / CHAMPION BEST WAY/SUPPLIER 1.1 P26130-01 L15600-61 CORDSET, 10 AMP, C13 CONNECTOR, FERRITE, HOSPITAL GRADE, NORTH AMERICAN 1 1 24-JAN-2022 199388-68874 / CHAMPION BEST WAY/SUPPLIER ORDER NUMBER 356575 ORDER DATE 03-DEC-2021 SALES REP TARANOVSKY, MICHAEL SALES CHANNEL DIRECT HOSPITAL CUSTOMER PO NUMBER 7600035111 Order Line # Part Number Component of Item Description Qty Ordered Qty Shipped Serial Number Shipped Date Tracking Number Carrier 1.1 P19999-04 L15600-61 QUICK REFERENCE GUIDE, X-PORTE, ENGLISH 1 1 24-JAN-2022 199388-68874 / CHAMPION BEST WAY/SUPPLIER 1.1 P23130-02 L15600-61 USER GUIDE SUPPLEMENT, X-PORTE RP19XP TRANSDUCER 1 1 24-JAN-2022 199388-68874 / CHAMPION BEST WAY/SUPPLIER 1.1 P21170-01 L15600-61 WIRELESS: ON, INTERNAL, 2.4GHZ 1 1 24-JAN-2022 199388-68874 / CHAMPION BEST WAY/SUPPLIER 1.1 P22242-01 L15600-61 TRIPLEX (SIMULTANEOUS PW), X-PORTE 1 1 24-JAN-2022 199388-68874 / CHAMPION BEST WAY/SUPPLIER 2.1 P15169-61 L29071-01 ASSEMBLY, CABLE, ECG, LEAD-II, ROHS, UDI 1 1 24-JAN-2022 199388-68874 / CHAMPION BEST WAY/SUPPLIER COPIED FROM ER PURCHASE: Purchase Order PAGE:1 OF 3 We require an order acknowledgment for the following items: Line Vendor Part Number (Material Number) Description Date Required Quantity Unit Unit Price Amount HST 00010 L15600 X-PORTE ULTRASOUND KIOSK SYSTEM 2021-12-02 1.00 EA $45,000.00 Per 1 EA $45,000.00 N 00020 P14561 TRANSDUCER C60XP/5.2 MHZ This is a FREE ITEM 2021-12-02 1.00 EA $0.00 Per 1 EA $0.00 N 00030 P14567 TRANSDUCER HFL50XP/15.6 MHZ 2021-12-02 1.00 EA $8,750.00 Per 1 EA $8,750.00 N 00040 P22557 TRANSDUCER RP19XP/5-1 MHZ 2021-12-02 1.00 EA $8,750.00 Per 1 EA $8,750.00 N 00050 L29071 MODULE ECG SONOSITE 2021-12-02 1.00 EA $1,000.00 Per 1 EA $1,000.00 N 00060 P14562 TRANSDUCER ICTXP/ 9-5 MHZ 2021-12-02 1.00 EA $8,750.00 Per 1 EA $8,750.00 N **Confidential** PO AMOUNT: FREIGHT CHARGES Amount: TAX Amount: PO TOTAL VALUE: $72,250.00 $0.00 $0.00 $72,250.00 PO Comments : PLEASE APPLY QUOTE 740635 DATED AUG 19/21 BY MICHAEL TARANOVSKY TERMS AND CONDITIONS ASPER CONTRACT CW2419286 Effective Date: 09/15/2021 Expiration Date: 09/14/2026 PLEASE SHIP ALL ITEMS COMPLETE ASPER CUTOMER REQUEST PLEASE COORDINATE DELIVERY WITH BEFORE SHIPPING Nooria.Polda@sinaihealth.ca ; 647-638-7516). carl.chen@sinaihealth.ca 4374883258 NOTE ACOPY OF THE INVOICE MUST BE SEND TO Nooria.Polda@sinaihealth.ca ; 647-638-7516). carl.chen@sinaihealth.ca 4374883258 _____________________________________ PO Number Ver. PO Type Order Date 7600035111 0 Capital PO 2021-12-02 Purchase Order PAGE:2 OF 3 **Confidential** Authorized Signature Terms And Conditions Of Purchase The P.O. is subject to the provisions of PTC-0M for medical equipment and devices, PTC-01 for other goods, PTC-0S for services, PTC-0E for medical equipment and devices to be evaluated or to the terms of the master agreement, if a master agreement exists. The supplier#s shipment of any article or the commencement of any work pursuant to this P.O. shall constitute unqualified acceptance of the terms of the conditions in PTC-0M, PTC-01, PTC-0S, PTC-0E and the master agreement terms as applicable. See www.plexxus.ca for PTC-0M, PTC-01, PTC-0S and PTC-0E. ORIGINAL XPORTE Sonosite sales order#: 332455 C/W PROBES P21xp/5-1 PN#P14563-20 SN# 0405BX; L25xp/13-6 PN# P14566-20 SN# 03X2FL; C60xp/5-2 PN# P14561-20 SN# 03WPXK
1062822 | Generator-Endo Surgery | GENERATOR | GENERATOR, HEAT | Active | MSH | MSH | 7 | SURGICAL SUITE (COMBINED WITH CYSTO) | 7th Floor | Ethicon Endo-Surgery Inc. |  | 1111411692 | 2021-12-17
1062825 | Ablator (RF Generator) | Ablator (RF Generator) | Ablator (RF Generator) | Active | MSH | MSH | 5 | JDMI - Angio/Interventional | 5 | Medtronic of Canada | CAGENHP-Emprint HP ablation Generator | 517501 | 2021-12-17 |  |  | Converted from demo to hospital owned on 11/01/22
1062827 | VITAL SIGNS MONITORS | VITAL SIGNS MONITORS | VITAL SIGNS MONITORS | Active | MSH | MSH | 15U | Obstetrical Suite (L&D) | L&D Triage | Welch Allyn | 75ME | (21)100000014521 | 2021-12-17 |  | 2023-12-17 | WIFI, CSM, NIBP, Masimo, Suretemp, PLUGB - 75MT - $2800 Connex spot mobile work stand - 7000-MWS $380 (included in total price)
1062926 | Warming Units, Patient, Forced-Air | Warming Units | Warming Units, Patient, Forced-Air | Active | MSH | MSH | 7 | SURGICAL SUITE (COMBINED WITH CYSTO) | OR | STRYKER CORP | MA1200-PM | 230250374 | 2022-01-04
1062932 | Wound Therapy Systems, Negative-Pressure | Negative-Pressure Wound Therapy Systems | Negative-Pressure Wound Therapy Systems | Active | BH | BH | CSR | Bridgepoint | Basement (CSR) | KCI Kinetic Concepts Inc | ACTIVAC | VFSR02307 | 2015-01-01
1062936 | Monitors, Vital Signs | Monitors, Vital Signs | Monitors, Vital Signs | Active | MSH | MSH | 9 | Nursing 9S Psychiatry | 9S Psychiatry | MASIMO | Root | 2000126952 | 2022-01-05 |  | 2021-04-29 | Electrical Safety - G: 81 mOhm, L: 86 uA
1062937 | Monitors, Vital Signs | Monitors, Vital Signs | Monitors, Vital Signs | Active | MSH | MSH | 12S | Nursing 12S Medicine | 12 South | MASIMO | Root | 2000126928 | 2020-04-29 |  | 2023-01-06 | Electrical Safety - G: 96 mOhm, L: 82.7 uA 12S - 11 Configured to use with Masimo Patient SafetyNet
1062944 | Thermometers, Electronic | Thermometers | Thermometers, Electronic | Active | MSH | MSH | 1 | Homecare Geriatrics | Homecare | Welch Allyn | Sure Temp Plus 901053 | 2121231313 | 2022-01-07 |  | 2022-03-17
1062949 | Generator-Endo Surgery | GENERATOR | GENERATOR, HEAT | Active | MSH | MSH | 7 | SURGICAL SUITE (COMBINED WITH CYSTO) | 7th Floor | ETHICON INC | GEN11 | 1111139373 | 2022-01-10 |  |  | Software was upgraded to 2018-1
1062950 | Light Sources | Light Sources | Light Sources | Active | MSH | MSH | 7 | SURGICAL SUITE (COMBINED WITH CYSTO) | OR | STRYKER CORP | L11 LED Light Source (0220230300) | 21K622394 | 2022-01-10 |  | 2023-01-10
1062951 | Light Sources | Light Sources | Light Sources | Active | MSH | MSH | 7 | SURGICAL SUITE (COMBINED WITH CYSTO) | OR | STRYKER CORP | L11 LED Light Source (0220230300) | 21I543904 | 2022-01-10 |  | 2023-01-10
1062952 | Headlights | Headlights | Headlights | Active | MSH | MSH | 7 | SURGICAL SUITE (COMBINED WITH CYSTO) | OR | Integra Canada ULC | AX2100BIF | R51543 | 2022-01-11 |  | 2023-01-11
1062953 | Light Sources, Fiberoptic | Light Sources | Light Sources, Fiberoptic | Active | MSH | MSH | 7 | SURGICAL SUITE (COMBINED WITH CYSTO) | OR | Integra Canada ULC | 00MLX | 20M00MLX20925 | 2022-01-11 |  | 2023-01-11
1062954 | Headlights | Headlights | Headlights | Active | MSH | MSH | 7 | SURGICAL SUITE (COMBINED WITH CYSTO) | OR | Integra Canada ULC | AX2100BIF | R51167 | 2022-01-11 |  | 2023-01-11
1062955 | Light Sources, Fiberoptic | Light Sources | Light Sources, Fiberoptic | Active | MSH | MSH | 7 | SURGICAL SUITE (COMBINED WITH CYSTO) | OR | Integra Canada ULC | 00MLX | 21J00MLX21309 | 2022-01-11 |  | 2023-01-11
1062956 | Headlights | Headlights | Headlights | Active | MSH | MSH | 7 | SURGICAL SUITE (COMBINED WITH CYSTO) | OR | Integra Canada ULC | AX2100BIF | R51551 | 2022-01-11 |  | 2023-01-11
1062957 | Light Sources, Fiberoptic | Light Sources | Light Sources, Fiberoptic | Active | MSH | MSH | 7 | SURGICAL SUITE (COMBINED WITH CYSTO) | OR | Integra Canada ULC | 00MLX | 19H00MLX11699 | 2022-01-11 |  | 2023-01-11
1062959 | Light Sources, Fiberoptic | Light Sources | Light Sources, Fiberoptic | Active | MSH | MSH | 7 | SURGICAL SUITE (COMBINED WITH CYSTO) | OR | Integra Canada ULC | 00MLX | 19H00MLX11707 | 2022-01-11 |  | 2023-01-11
1062960 | Headlights | Headlights | Headlights | Active | MSH | MSH | 7 | SURGICAL SUITE (COMBINED WITH CYSTO) | OR | Integra Canada ULC | AX2100BIF | R52167 | 2022-01-11 |  | 2023-01-11
1062962 | Light Sources, Fiberoptic | Light Sources | Light Sources, Fiberoptic | Active | MSH | MSH | 7 | SURGICAL SUITE (COMBINED WITH CYSTO) | OR | Integra Canada ULC | 00MLX | 19H00MLX11702 | 2022-01-11 |  | 2023-01-11
1062963 | Headlights | Headlights | Headlights | Active | MSH | MSH | 7 | SURGICAL SUITE (COMBINED WITH CYSTO) | OR | Integra Canada ULC | AX2100BIF | R49648 | 2022-01-11 |  | 2023-01-11
1062964 | Light Sources, Fiberoptic | Light Sources | Light Sources, Fiberoptic | Active | MSH | MSH | 7 | SURGICAL SUITE (COMBINED WITH CYSTO) | OR | Integra Canada ULC | 00MLX | 19H00MLX11704 | 2022-01-11 |  | 2023-01-11
1062965 | Headlights | Headlights | Headlights | Active | MSH | MSH | 7 | SURGICAL SUITE (COMBINED WITH CYSTO) | OR | Integra Canada ULC | AX2100BIF | R50985 | 2022-01-11 |  | 2023-01-11
1062968 | Light Sources, Fiberoptic | Light Sources | Light Sources, Fiberoptic | Active | MSH | MSH | 7 | SURGICAL SUITE (COMBINED WITH CYSTO) | OR | Integra Canada ULC | 00MLX | 19H00MLX11706 | 2022-01-11 |  | 2023-01-11
1062969 | Headlights | Headlights | Headlights | Active | MSH | MSH | 7 | SURGICAL SUITE (COMBINED WITH CYSTO) | OR | Integra Canada ULC | AX2100BIF | R49291 | 2022-01-11 |  | 2023-01-11
1062970 | Light Sources, Fiberoptic | Light Sources | Light Sources, Fiberoptic | Active | MSH | MSH | 7 | SURGICAL SUITE (COMBINED WITH CYSTO) | OR | Integra Canada ULC | 00MLX | 19H00MLX11705 | 2022-01-11 |  | 2023-01-11
1062971 | Headlights | Headlights | Headlights | Active | MSH | MSH | 7 | SURGICAL SUITE (COMBINED WITH CYSTO) | OR | Integra Canada ULC | AX2100BIF | R49271 | 2022-01-11 |  | 2023-01-11
1062972 | Light Sources, Fiberoptic | Light Sources | Light Sources, Fiberoptic | Active | MSH | MSH | 7 | SURGICAL SUITE (COMBINED WITH CYSTO) | OR | Integra Canada ULC | 00MLX | 19H00MLX11703 | 2022-01-11 |  | 2023-01-11
1062973 | Headlights | Headlights | Headlights | Active | MSH | MSH | 7 | SURGICAL SUITE (COMBINED WITH CYSTO) | OR | Integra Canada ULC | AX2100BIF | R49142 | 2022-01-11 |  | 2023-01-11
1062974 | Light Sources, Fiberoptic | Light Sources | Light Sources, Fiberoptic | Active | MSH | MSH | 7 | SURGICAL SUITE (COMBINED WITH CYSTO) | OR | Integra Canada ULC | 00MLX | 21J00MLX21302 | 2022-01-11 |  | 2023-01-11
1062975 | Headlights | Headlights | Headlights | Active | MSH | MSH | 7 | SURGICAL SUITE (COMBINED WITH CYSTO) | OR | Integra Canada ULC | AX2100BIF | R49942 | 2022-01-11 |  | 2023-01-11
1062976 | Light Sources, Fiberoptic | Light Sources | Light Sources, Fiberoptic | Active | MSH | MSH | 7 | SURGICAL SUITE (COMBINED WITH CYSTO) | OR | Integra Canada ULC | 00MLX | 21J00MLX21314 | 2022-01-11 |  | 2023-01-11
1062977 | Light Sources, Fiberoptic | Light Sources | Light Sources, Fiberoptic | Active | MSH | MSH | 7 | SURGICAL SUITE (COMBINED WITH CYSTO) | OR | Integra Canada ULC | 00MLX | 19H00MLX11696 | 2022-01-11 |  | 2023-01-11
1062980 | Headlights | Headlights | Headlights | Active | MSH | MSH | 7 | SURGICAL SUITE (COMBINED WITH CYSTO) | OR | Integra Canada ULC | AX2100BIF | R49078 | 2022-01-11 |  | 2023-01-11
1062981 | Headlights | Headlights | Headlights | Active | MSH | MSH | 7 | SURGICAL SUITE (COMBINED WITH CYSTO) | OR | Integra Canada ULC | AX2100BIF | R51539 | 2022-01-11 |  | 2023-01-11
1062999 | HYPO/HYPERTHERMIA UNITS | HYPO/HYPERTHERMIA UNITS | HYPO/HYPERTHERMIA UNITS | Active | MSH | MSH | 5 | ICU | 5 | STRYKER CORP | 8001 - Altrix | 2019001300006 | 2022-01-13 | 19000 | 2023-01-13 | Needs to be disinfected before first use Clinical support line: 1-866-216-4851 available 24/7 Tammy Merrill Technical support line: 1-800-STRYKER 8-6 M-F
1063000 | HYPO/HYPERTHERMIA UNITS | HYPO/HYPERTHERMIA UNITS | HYPO/HYPERTHERMIA UNITS | Active | MSH | MSH | 5 | ICU | 5 | STRYKER CORP | 8001 - Altrix | 2019001300009 | 2022-01-13 | 19000 | 2023-01-13 | Needs to be disinfected before first use Clinical support line: 1-866-216-4851 available 24/7 Tammy Merrill Technical support line: 1-800-STRYKER 8-6 M-F
1063026 | Ultrasound | Scanning Systems | Scanning Systems, Ultrasonic | Active | MSH | MSH | 16U | Echocardiography | 1601 | GE Healthcare | H45581DA - Vivid E95 | AU21379 | 2022-01-21 | 0 | 2022-02-25
1063059 | Thermometers, Electronic, Infrared, Ear | Thermometers | Thermometers, Electronic, Infrared, Ear | Active | MSH | MSH | 3 | Emergency | Emergency | Cardinal Health Canada Inc | Genius 3 | N21729398 | 2020-04-14 |  | 2023-04-14 | Replacement for
1063105 | Monitors, Vital Signs | Monitors, Vital Signs | Monitors, Vital Signs | Active | MSH | MSH | 12S | Nursing 12S Medicine | 12th Floor - South Side | MASIMO | V5000S-25107 | MXL0413DYQ | 2021-07-19 |  | 2022-07-07
1063112 | Scales, Patient, Floor | Scales | Scales, Patient, Floor | Active | MSH | 60MURR | 5 | Leadership Sinai Center For Diabetes | Diabetes Unit | SR INSTRUMENTS INC | 555 | 2890 | 2001-11-16 | 5001 | 2002-11-16
1063114 | Tympanic Thermometer | Tympanic Thermometer | Tympanic Thermometer | Active | BH | BH | 3N | Bridgepoint | 3rd Floor - North Side | Cardinal Health Canada Inc | Genius 3 | N21729493 | 2022-01-25 | 249 | 2025-01-25
1063115 | Tympanic Thermometer | Tympanic Thermometer | Tympanic Thermometer | Active | BH | BH | 3N | Bridgepoint | 3rd Floor - North Side | Cardinal Health Canada Inc | Genius 3 | N21729717 | 2022-01-25 | 249 | 2025-01-25
1063116 | Tympanic Thermometer | Tympanic Thermometer | Tympanic Thermometer | Active | BH | BH | 3N | Bridgepoint | 3rd Floor - North Side | Cardinal Health Canada Inc | Genius 3 | N21729365 | 2022-01-25 | 249 | 2025-01-25
1063117 | Tympanic Thermometer | Tympanic Thermometer | Tympanic Thermometer | Active | BH | BH | 3N | Bridgepoint | 3rd Floor - North Side | Cardinal Health Canada Inc | Genius 3 | N21729634 | 2022-01-25 | 249 | 2025-01-25
1063118 | Tympanic Thermometer | Tympanic Thermometer | Tympanic Thermometer | Active | BH | BH | 3N | Bridgepoint | 3rd Floor - North Side | Cardinal Health Canada Inc | Genius 3 | N21729748 | 2022-01-25 | 249 | 2025-01-25
1063119 | Tympanic Thermometer | Tympanic Thermometer | Tympanic Thermometer | Active | BH | BH | 3S | Bridgepoint | 3rd Floor - South Side | Cardinal Health Canada Inc | Genius 3 | N21729484 | 2022-01-25 | 249 | 2025-01-25
1063120 | Tympanic Thermometer | Tympanic Thermometer | Tympanic Thermometer | Active | BH | BH | 3S | Bridgepoint | 3rd Floor - South Side | Cardinal Health Canada Inc | Genius 3 | N21729612 | 2022-01-25 | 249 | 2025-01-25
1063121 | Tympanic Thermometer | Tympanic Thermometer | Tympanic Thermometer | Active | BH | BH | 3S | Bridgepoint | 3rd Floor - South Side | Cardinal Health Canada Inc | Genius 3 | N21729703 | 2022-01-25 | 249 | 2025-01-25
1063123 | Tympanic Thermometer | Tympanic Thermometer | Tympanic Thermometer | Active | BH | BH | 3S | Bridgepoint | 3rd Floor - South Side | Cardinal Health Canada Inc | Genius 3 | N21729486 | 2022-01-25 | 249 | 2025-01-25
1063124 | Sphygmomanometers, Electronic, Automatic | Sphygmomanometers | Sphygmomanometers, Electronic, Automatic | Active | MSH | 60MURR | 5 | Leadership Sinai Center For Diabetes | LTRI | BpTRU MEDICAL DEVICES LTD. | BPM-200 | 03-006909 | 2017-01-10 | 929 | 2018-01-10 | Can not be calibrated in house-they have to be shipped to the compnay-vancouver
1063125 | Sphygmomanometers, Electronic, Automatic | Sphygmomanometers | Sphygmomanometers, Electronic, Automatic | Active | MSH | 60MURR | 5 | Leadership Sinai Center For Diabetes | LTRI | BpTRU MEDICAL DEVICES LTD. | BPM-200 | 03-006924 | 2017-01-10 | 929 | 2018-01-10 | Can not be calibrated in house-they have to be shipped to the compnay-vancouver
1063129 | Hand Held Doppler w/display | Hand Held Doppler w/display | Hand Held Doppler w/display | Active | MSH | MSH | 15U | Obstetrical Suite (L&D) | L&D | WALLACH SURGICAL DEVICES INC | L250 | 2021040062 | 2022-01-26 | 750 | 2023-12-23 | Vendor: STAT Medical 2MHz waterproof doppler # 2021100016
1063130 | Hand Held Doppler w/display | Hand Held Doppler w/display | Hand Held Doppler w/display | Active | MSH | MSH | 15U | Obstetrical Suite (L&D) | L&D | WALLACH SURGICAL DEVICES INC | L250 | 2021030005 | 2022-01-26 | 750 | 2023-12-23 | Vendor: STAT Medical 2MHz waterproof doppler # 2021080024
1063131 | Hand Held Doppler w/display | Hand Held Doppler w/display | Hand Held Doppler w/display | Active | MSH | MSH | 15U | Obstetrical Suite (L&D) | L&D | WALLACH SURGICAL DEVICES INC | L250 | 2021040026 | 2022-01-26 | 750 | 2023-12-23 | Vendor: STAT Medical 2MHz waterproof doppler # 2021100027
1063132 | Hand Held Doppler w/display | Hand Held Doppler w/display | Hand Held Doppler w/display | Active | MSH | MSH | 15U | Obstetrical Suite (L&D) | L&D | WALLACH SURGICAL DEVICES INC | L250 | 2021040017 | 2022-01-26 | 750 | 2023-12-23 | Vendor: STAT Medical 2MHz waterproof doppler # 2021110029
1063133 | Hand Held Doppler w/display | Hand Held Doppler w/display | Hand Held Doppler w/display | Active | MSH | MSH | 15U | Obstetrical Suite (L&D) | L&D | WALLACH SURGICAL DEVICES INC | L250 | 2021040048 | 2022-01-26 | 750 | 2023-12-23 | Vendor: STAT Medical 2MHz waterproof doppler # 2021080027
1063134 | Thermometers, Electronic | Thermometers | Thermometers, Electronic | Active | MSH | MSH | 15U | Obstetrical Suite (L&D) | L&D | Welch Allyn | 692-Sure Temp Plus | (21)21358516 | 2022-01-26 |  | 2024-01-26
1063135 | Thermometers, Electronic | Thermometers | Thermometers, Electronic | Active | MSH | MSH | 15U | Obstetrical Suite (L&D) | L&D | Welch Allyn | 692-Sure Temp Plus | (21)21358742 | 2022-01-26 |  | 2024-01-26
1063136 | Thermometers, Electronic | Thermometers | Thermometers, Electronic | Active | MSH | MSH | 15U | Obstetrical Suite (L&D) | L&D | Welch Allyn | 692-Sure Temp Plus | (21)21318656 | 2022-01-26 |  | 2024-01-26
1063137 | Thermometers, Electronic | Thermometers | Thermometers, Electronic | Active | MSH | MSH | 15U | Obstetrical Suite (L&D) | L&D | Welch Allyn | 692-Sure Temp Plus | (21)21358718 | 2022-01-26 |  | 2024-01-26
1063138 | Thermometers, Electronic | Thermometers | Thermometers, Electronic | Active | MSH | MSH | 15U | Obstetrical Suite (L&D) | L&D | Welch Allyn | 692-Sure Temp Plus | (21)21318714 | 2022-01-26 |  | 2024-01-26
1063139 | Thermometers, Electronic | Thermometers | Thermometers, Electronic | Active | MSH | MSH | 15U | Obstetrical Suite (L&D) | L&D | Welch Allyn | 692-Sure Temp Plus | (21)21318694 | 2022-01-26 |  | 2024-01-26
1063140 | Thermometers, Electronic | Thermometers | Thermometers, Electronic | Active | MSH | MSH | 15U | Obstetrical Suite (L&D) | L&D | Welch Allyn | 692-Sure Temp Plus | (21)21318673 | 2022-01-26 |  | 2024-01-26
1063141 | Thermometers, Electronic | Thermometers | Thermometers, Electronic | Active | MSH | MSH | 15U | Obstetrical Suite (L&D) | L&D | Welch Allyn | 692-Sure Temp Plus | (21)21318663 | 2022-01-26 |  | 2024-01-26
1063142 | Thermometers, Electronic | Thermometers | Thermometers, Electronic | Active | MSH | MSH | 15U | Obstetrical Suite (L&D) | L&D | Welch Allyn | 692-Sure Temp Plus | (21)21318705 | 2022-01-26 |  | 2024-01-26
1063143 | Thermometers, Electronic | Thermometers | Thermometers, Electronic | Active | MSH | MSH | 15U | Obstetrical Suite (L&D) | L&D | Welch Allyn | 692-Sure Temp Plus | (21)21318697 | 2022-01-26 |  | 2024-01-26
1063144 | Thermometers, Electronic | Thermometers | Thermometers, Electronic | Active | MSH | MSH | 15U | Obstetrical Suite (L&D) | L&D | Welch Allyn | 692-Sure Temp Plus | (21)21318695 | 2022-01-26 |  | 2024-01-26
1063181 | Ventilators, Intensive Care, Adult | Ventilators | Ventilators, Intensive Care, Adult | Active | MSH | MSH | 5 | Respiratory Therapy | ICU | HAMILTON MEDICAL INC | Hamilton-MR1 | 4285 | 2021-09-24 |  | 2024-01-31 | PO Copy Attached
1063182 | Ventilators, Intensive Care, Adult | Ventilators | Ventilators, Intensive Care, Adult | Active | MSH | MSH | 5 | Respiratory Therapy | ICU | HAMILTON MEDICAL INC | Hamilton-MR1 | 4286 | 2021-09-24 |  | 2024-01-31 | PO Copy Attached
1063183 | Transducer, Fetal Monitoring | Transducer | Transducer, Fetal Monitoring | Active | MSH | MSH | 15U | Obstetrical Suite (L&D) | L&D | Philips Healthcare | M2736A | DE433H2747 | 2022-02-01 |  | 2023-02-01
1063184 | Transducer, Fetal Monitoring | Transducer | Transducer, Fetal Monitoring | Active | MSH | MSH | 15U | Obstetrical Suite (L&D) | L&D | Philips Healthcare | M2736A | DE433H2637 | 2022-02-01 |  | 2023-02-01
1063186 | Transducer, Fetal Monitoring | Transducer | Transducer, Fetal Monitoring | Active | MSH | MSH | 15U | Obstetrical Suite (L&D) | L&D | Philips Healthcare | M2736A | DE433H2684 | 2022-02-01 |  | 2023-02-01
1063193 | Ultrasound | Scanning Systems | Scanning Systems, Ultrasonic | Active | MSH | MSH | 5 | JDMI - Angio/Interventional | MSH 5 RPCU BONNIE | Canon | SSA-790A -Aplio XG | 99G1045667 | 2022-02-04 | 185000 |  | Purchased under CMA Auction WHEN ACQUIRED IN AUGUST 2021, ACCEPTED AS MIE 1061248 IN TMS UHN DB MOVED TO MSH TO RELIEVE MIE 500851 IN DEC 2021 DESIGNATED MSH MIE 1063193 FEB 2022
1063201 | Pressure Meters, Digital | Pressure Meters | Pressure Meters, Digital | Active | MSH | MSH | 1 | Biomedical Engineering | Biomed | Ashcroft Inc | 30PSI-Digital test | 22011206 | 2022-02-04 |  | 2023-02-04 | UNABLE TO FIND MANUFACTURER AND MODEL # Company name- Ashcroft Supplier - Cole-Parmer Canada Company Catalog # 68330-04 PRECISION DIGITAL TEST GAUGE
1063203 | Thermometers, Electronic | Thermometers | Thermometers, Electronic | Active | MSH | MSH | 15U | Obstetrical Suite (L&D) | L&D | Welch Allyn | 692-Sure Temp Plus | (21)21434865 | 2022-02-07 |  | 2024-02-07
1063204 | Thermometers, Electronic | Thermometers | Thermometers, Electronic | Active | MSH | MSH | 15U | Obstetrical Suite (L&D) | L&D | Welch Allyn | 692-Sure Temp Plus | (21)21434603 | 2022-02-07 |  | 2024-02-07
1063205 | Thermometers, Electronic | Thermometers | Thermometers, Electronic | Active | MSH | MSH | 15U | Obstetrical Suite (L&D) | L&D | Welch Allyn | 692-Sure Temp Plus | (21)21433262 | 2022-02-07 |  | 2024-02-07
1063206 | Thermometers, Electronic | Thermometers | Thermometers, Electronic | Active | MSH | MSH | 15U | Obstetrical Suite (L&D) | L&D | Welch Allyn | 692-Sure Temp Plus | (21)21433263 | 2022-02-07 |  | 2024-02-07
1063207 | Thermometers, Electronic | Thermometers | Thermometers, Electronic | Active | MSH | MSH | 15U | Obstetrical Suite (L&D) | L&D | Welch Allyn | 692-Sure Temp Plus | (21)21434570 | 2022-02-07 |  | 2024-02-07
1063208 | Thermometers, Electronic | Thermometers | Thermometers, Electronic | Active | MSH | MSH | 15U | Obstetrical Suite (L&D) | L&D | Welch Allyn | 692-Sure Temp Plus | (21)21434581 | 2022-02-07 |  | 2024-02-07
1063209 | Thermometers, Electronic | Thermometers | Thermometers, Electronic | Active | MSH | MSH | 15U | Obstetrical Suite (L&D) | L&D | Welch Allyn | 692-Sure Temp Plus | (21)21434590 | 2022-02-07 |  | 2024-02-07
1063210 | Thermometers, Electronic | Thermometers | Thermometers, Electronic | Active | MSH | MSH | 15U | Obstetrical Suite (L&D) | L&D | Welch Allyn | 692-Sure Temp Plus | (21)21433307 | 2022-02-07 |  | 2024-02-07
1063211 | Thermometers, Electronic | Thermometers | Thermometers, Electronic | Active | MSH | MSH | 15U | Obstetrical Suite (L&D) | L&D | Welch Allyn | 692-Sure Temp Plus | (21)21433260 | 2022-02-07 |  | 2024-02-07
1063221 | Humidifiers | Humidifiers | Humidifiers | Active | MSH | MSH | 18 | Respiratory Therapy | ICU | FISHER & PAYKEL MEDICAL INC | 950JUS-FPH950 | 210210021360 | 2022-02-07 |  | 2023-02-08 | See attachment for additional information
1063226 | Humidifiers | Humidifiers | Humidifiers | Active | MSH | MSH | 18 | Respiratory Therapy | ICU | FISHER & PAYKEL MEDICAL INC | 950JUS-FPH950 | 210210021319 | 2022-02-07 |  | 2023-02-07 | See attachment for additional information
1063227 | Humidifiers | Humidifiers | Humidifiers | Active | MSH | MSH | 18 | Respiratory Therapy | ICU | FISHER & PAYKEL MEDICAL INC | 950JUS-FPH950 | 210210021320 | 2022-02-07 |  | 2023-02-07 | See attachment for additional information
1063228 | Humidifiers | Humidifiers | Humidifiers | Active | MSH | MSH | 18 | Respiratory Therapy | ICU | FISHER & PAYKEL MEDICAL INC | 950JUS-FPH950 | 210210021321 | 2022-02-07 |  | 2023-02-07 | See attachment for additional information
1063229 | Humidifiers | Humidifiers | Humidifiers | Active | MSH | MSH | 18 | Respiratory Therapy | ICU | FISHER & PAYKEL MEDICAL INC | 950JUS-FPH950 | 210210021322 | 2022-02-07 |  | 2023-02-07 | See attachment for additional information
1063230 | Humidifiers | Humidifiers | Humidifiers | Active | MSH | MSH | 18 | Respiratory Therapy | ICU | FISHER & PAYKEL MEDICAL INC | 950JUS-FPH950 | 210210021326 | 2022-02-07 |  | 2023-02-07 | See attachment for additional information
1063231 | Humidifiers | Humidifiers | Humidifiers | Active | MSH | MSH | 18 | Respiratory Therapy | ICU | FISHER & PAYKEL MEDICAL INC | 950JUS-FPH950 | 210210021327 | 2022-02-07 |  | 2023-02-07 | See attachment for additional information
1063232 | Humidifiers | Humidifiers | Humidifiers | Active | MSH | MSH | 18 | Respiratory Therapy | ICU | FISHER & PAYKEL MEDICAL INC | 950JUS-FPH950 | 210210021328 | 2022-02-07 |  | 2023-02-07 | See attachment for additional information
1063233 | Humidifiers | Humidifiers | Humidifiers | Active | MSH | MSH | 18 | Respiratory Therapy | ICU | FISHER & PAYKEL MEDICAL INC | 950JUS-FPH950 | 210210021330 | 2022-02-07 |  | 2023-02-07 | See attachment for additional information
1063234 | Humidifiers | Humidifiers | Humidifiers | Active | MSH | MSH | 18 | Respiratory Therapy | ICU | FISHER & PAYKEL MEDICAL INC | 950JUS-FPH950 | 210210021331 | 2022-02-07 |  | 2023-02-07 | See attachment for additional information
1063235 | Humidifiers | Humidifiers | Humidifiers | Active | MSH | MSH | 18 | Respiratory Therapy | ICU | FISHER & PAYKEL MEDICAL INC | 950JUS-FPH950 | 210210021332 | 2022-02-07 |  | 2023-02-07 | See attachment for additional information
1063236 | Humidifiers | Humidifiers | Humidifiers | Active | MSH | MSH | 18 | Respiratory Therapy | ICU | FISHER & PAYKEL MEDICAL INC | 950JUS-FPH950 | 210210021333 | 2022-02-07 |  | 2023-02-07 | See attachment for additional information
1063237 | Humidifiers | Humidifiers | Humidifiers | Active | MSH | MSH | 18 | Respiratory Therapy | ICU | FISHER & PAYKEL MEDICAL INC | 950JUS-FPH950 | 210210021334 | 2022-02-07 |  | 2023-02-07 | See attachment for additional information
1063238 | Humidifiers | Humidifiers | Humidifiers | Active | MSH | MSH | 18 | Respiratory Therapy | ICU | FISHER & PAYKEL MEDICAL INC | 950JUS-FPH950 | 210210021339 | 2022-02-07 |  | 2023-02-07 | See attachment for additional information
1063239 | Humidifiers | Humidifiers | Humidifiers | Active | MSH | MSH | 18 | Respiratory Therapy | ICU | FISHER & PAYKEL MEDICAL INC | 950JUS-FPH950 | 210210021340 | 2022-02-07 |  | 2023-02-07 | See attachment for additional information
1063240 | Humidifiers | Humidifiers | Humidifiers | Active | MSH | MSH | 18 | Respiratory Therapy | ICU | FISHER & PAYKEL MEDICAL INC | 950JUS-FPH950 | 210210021341 | 2022-02-07 |  | 2023-02-07 | See attachment for additional information
1063241 | Humidifiers | Humidifiers | Humidifiers | Active | MSH | MSH | 18 | Respiratory Therapy | ICU | FISHER & PAYKEL MEDICAL INC | 950JUS-FPH950 | 210210021342 | 2022-02-07 |  | 2023-02-07 | See attachment for additional information
1063242 | Humidifiers | Humidifiers | Humidifiers | Active | MSH | MSH | 18 | Respiratory Therapy | ICU | FISHER & PAYKEL MEDICAL INC | 950JUS-FPH950 | 210210021343 | 2022-02-07 |  | 2023-02-07 | See attachment for additional information
1063243 | Humidifiers | Humidifiers | Humidifiers | Active | MSH | MSH | 18 | Respiratory Therapy | ICU | FISHER & PAYKEL MEDICAL INC | 950JUS-FPH950 | 210210021344 | 2022-02-07 |  | 2023-02-07 | See attachment for additional information
1063244 | Humidifiers | Humidifiers | Humidifiers | Active | MSH | MSH | 18 | Respiratory Therapy | ICU | FISHER & PAYKEL MEDICAL INC | 950JUS-FPH950 | 210210021345 | 2022-02-07 |  | 2023-02-07 | See attachment for additional information
1063245 | Humidifiers | Humidifiers | Humidifiers | Active | MSH | MSH | 18 | Respiratory Therapy | ICU | FISHER & PAYKEL MEDICAL INC | 950JUS-FPH950 | 210210021346 | 2022-02-07 |  | 2023-02-07 | See attachment for additional information
1063246 | Humidifiers | Humidifiers | Humidifiers | Active | MSH | MSH | 18 | Respiratory Therapy | ICU | FISHER & PAYKEL MEDICAL INC | 950JUS-FPH950 | 210212021454 | 2022-02-07 |  | 2023-02-07 | See attachment for additional information
1063247 | Humidifiers | Humidifiers | Humidifiers | Active | MSH | MSH | 18 | Respiratory Therapy | ICU | FISHER & PAYKEL MEDICAL INC | 950JUS-FPH950 | 210212021455 | 2022-02-07 |  | 2023-02-07 | See attachment for additional information
1063248 | Humidifiers | Humidifiers | Humidifiers | Active | MSH | MSH | 18 | Respiratory Therapy | ICU | FISHER & PAYKEL MEDICAL INC | 950JUS-FPH950 | 210212021476 | 2022-02-07 |  | 2023-02-07 | See attachment for additional information
1063249 | Humidifiers | Humidifiers | Humidifiers | Active | MSH | MSH | 18 | Respiratory Therapy | ICU | FISHER & PAYKEL MEDICAL INC | 950JUS-FPH950 | 210212021483 | 2022-02-07 |  | 2023-02-07 | See attachment for additional information
1063250 | Humidifiers | Humidifiers | Humidifiers | Active | MSH | MSH | 18 | Respiratory Therapy | ICU | FISHER & PAYKEL MEDICAL INC | 950JUS-FPH950 | 210212021484 | 2022-02-07 |  | 2023-02-07 | See attachment for additional information
1063251 | Humidifiers | Humidifiers | Humidifiers | Active | MSH | MSH | 18 | Respiratory Therapy | ICU | FISHER & PAYKEL MEDICAL INC | 950JUS-FPH950 | 210212021492 | 2022-02-07 |  | 2023-02-07 | See attachment for additional information
1063252 | Humidifiers | Humidifiers | Humidifiers | Active | MSH | MSH | 18 | Respiratory Therapy | ICU | FISHER & PAYKEL MEDICAL INC | 950JUS-FPH950 | 210212021494 | 2022-02-07 |  | 2023-02-07 | See attachment for additional information
1063253 | Humidifiers | Humidifiers | Humidifiers | Active | MSH | MSH | 18 | Respiratory Therapy | ICU | FISHER & PAYKEL MEDICAL INC | 950JUS-FPH950 | 210212021497 | 2022-02-07 |  | 2023-02-07 | See attachment for additional information
1063254 | Humidifiers | Humidifiers | Humidifiers | Active | MSH | MSH | 18 | Respiratory Therapy | ICU | FISHER & PAYKEL MEDICAL INC | 950JUS-FPH950 | 210212021500 | 2022-02-07 |  | 2023-02-07 | See attachment for additional information
1063256 | BiliSoft Large Pad | Pads | Pads | Active | MSH | MSH | 16M | Mother & Baby | 16th Floor - Murray Side | GE Healthcare | M1093119 | HFBA60294 | 2022-02-09 |  |  | Part of BiliSoft phototherapy lighting system
1063259 | Phototherapy Units, Visible Light, Hyperbilirubinemia | Phototherapy Units | Phototherapy Units, Visible Light, Hyperbilirubinemia | Active | MSH | MSH | 16M | Mother & Baby | 16th Floor - Murray Side | GE Healthcare | BiliSoft | HFAA60092 | 2022-02-09 | 4001 | 2023-02-10
1063260 | Phototherapy Units, Visible Light, Hyperbilirubinemia | Phototherapy Units | Phototherapy Units, Visible Light, Hyperbilirubinemia | Active | MSH | MSH | 16M | Mother & Baby | 16th Floor - Murray Side | GE Healthcare | BiliSoft | HFAA60090 | 2022-02-09 | 4001 | 2023-02-10
1063261 | Chairs, Examination/Treatment, Ophthalmology | Chairs | Chairs, Examination/Treatment, Ophthalmology | Active | MSH | MSH | 3 | Emergency | Emergency | HAAG-STREIT SERVICE INC | 7000L-Reliance | 210928-070025D-000337 | 2022-02-02 |  | 2023-02-02 | No contract available upon purchase, Innova Medical needs to be contacted for issue See attached PO
1063299 | Scales, Patient, Floor | Scales | Scales, Patient, Floor | Active | MSH | 60MURR | 5 | Leadership Sinai Center For Diabetes | LTRI | HEALTH O METER INC | 500KL | 5000099305 | 2013-03-22 | 5001 | 2014-03-22
1063310 | LASER,SURGICAL,CO2,GEN.PURPOSE | Laser | LASER,SURGICAL,CO2,GEN.PURPOSE | Active | MSH | MSH | 7 | SURGICAL SUITE (COMBINED WITH CYSTO) | OR | Clarion Medical Technologies | Acupulse-DUO | 1091 | 2022-02-15
1063331 | Ultrasound | Scanning Systems | Scanning Systems, Ultrasonic | Active | MSH | OPG | 3rd Floor | Special Pregnancy Program-Fetal | SPP (Research) | GE Healthcare | H48701XT - Voluson E10 | E80678 | 2022-02-16 | 0 |  | AET: MSH_US_SPP_VOLG Probes: C2-6-9 SN#410203YP4 RAB6-D SN#1024908WX4 C2-9-D SN#407509YP9 RIC6-12-D SN#281346KR7 VLAN: 172.19.72.1
1063352 | Humidifiers | Humidifiers | Humidifiers | Active | MSH | MSH | 5 | Respiratory Therapy | 5 OR | FISHER & PAYKEL MEDICAL INC | 950JUS-FPH950 |  | 2022-02-07 |  | 2023-02-08 | See attachment for additional information
1063353 | Humidifiers | Humidifiers | Humidifiers | Active | MSH | MSH | 7 | Respiratory Therapy | 7th Floor OR | FISHER & PAYKEL MEDICAL INC | 950JUS-FPH950 | 210212021471 | 2022-02-07 |  | 2023-02-08 | See attachment for additional information
1063354 | Humidifiers | Humidifiers | Humidifiers | Active | MSH | MSH | 7 | Respiratory Therapy | 7th Floor OR | FISHER & PAYKEL MEDICAL INC | 950JUS-FPH950 | 210212021493 | 2022-02-07 |  | 2023-02-08 | See attachment for additional information
1063355 | Humidifiers | Humidifiers | Humidifiers | Active | MSH | MSH | 7 | Respiratory Therapy | 7th Floor OR | FISHER & PAYKEL MEDICAL INC | 950JUS-FPH950 | 210212021498 | 2022-02-07 |  | 2023-02-08 | See attachment for additional information
1063357 | Image Capture System | Image Capture System | Image Capture System | Active | BH | BH | 4N | Clinic Res Wound Care | 4th Floor - North Side | MOLECULIGHT INC. | I:X IMAGING | 2019071762 | 2022-02-23 |  | 2023-02-23 | MolecuLight INC 101 College st Toronto ON, M5G 1L7 416-673-6515 Vendor No: 1035935
1063358 | Monitors, Physiologic, Central Station | Monitors, Physiologic | Monitors, Physiologic, Central Station | Active | MSH | MSH | 3 | Emergency | Emergency | Philips Healthcare | 866424 - PIIC iXC | MXL20368N7 | 2020-04-09 | 7920 | 2023-02-24 | PICiX Rev C.03 is preloaded in it by factory.
1063361 | BLADDER SCANNER | BLADDER SCANNER | BLADDER SCANNER | Active | MSH | MSH | 12S | Nursing 12S Medicine | 12 South | Verathon Medical | Prime Plus | C1521491 | 2021-11-29 |  | 2026-11-29 | Probe SN P1529953 ** All physical damages covered under warranty **
1063362 | BLADDER SCANNER | BLADDER SCANNER | BLADDER SCANNER | Active | MSH | MSH | 10S | Coronary Care Unit | CCU - 10th Floor | Verathon Medical | Prime Plus | C1521496 | 2022-03-01 |  | 2027-03-01 | probe SN P 1529959
1063363 | BLADDER SCANNER | BLADDER SCANNER | BLADDER SCANNER | Active | MSH | MSH | 11S | Nursing 11S Medicine | 11th Floor - South Side | Verathon Medical | Prime Plus | C1521484 | 2022-03-01 |  | 2026-11-29 | Probe SN P1529953 ** All physical damages covered under warranty **
1063364 | Tympanic Thermometer | Tympanic Thermometer | Tympanic Thermometer | Active | BH | BH | 4S | Bridgepoint | 4th Floor - South Side | Cardinal Health Canada Inc | Genius 3 | N21722247 | 2022-03-01 | 249 | 2025-03-01
1063365 | Tympanic Thermometer | Tympanic Thermometer | Tympanic Thermometer | Active | BH | BH | 4S | Bridgepoint | 4th Floor - South Side | Cardinal Health Canada Inc | Genius 3 | N21722497 | 2022-03-01 | 249 | 2025-03-01
1063366 | Tympanic Thermometer | Tympanic Thermometer | Tympanic Thermometer | Active | BH | BH | 4S | Bridgepoint | 4th Floor - South Side | Cardinal Health Canada Inc | Genius 3 | N19828251 | 2022-03-01 | 249 | 2025-03-01
1063367 | Tympanic Thermometer | Tympanic Thermometer | Tympanic Thermometer | Active | BH | BH | 4S | Bridgepoint | 4th Floor - South Side | Cardinal Health Canada Inc | Genius 3 | N21722629 | 2022-03-01 | 249 | 2025-03-01
1063368 | Tympanic Thermometer | Tympanic Thermometer | Tympanic Thermometer | Active | BH | BH | 4S | Bridgepoint | 4th Floor - South Side | Cardinal Health Canada Inc | Genius 3 | N19828418 | 2022-03-01 | 249 | 2025-03-01
1063369 | BLADDER SCANNER | BLADDER SCANNER | BLADDER SCANNER | Active | MSH | MSH | 11N | Nursing 11N Medicine | 11th Floor - North Side | Verathon Medical | Prime Plus | C1521486 | 2022-03-01 |  | 2026-11-29 | Probe SN P1529953 ** All physical damages covered under warranty **
1063370 | Tympanic Thermometer | Tympanic Thermometer | Tympanic Thermometer | Active | BH | BH | 4S | Bridgepoint | 4th Floor - South Side | Cardinal Health Canada Inc | Genius 3 | N19828165 | 2022-03-01 | 249 | 2025-03-01
1063371 | Tympanic Thermometer | Tympanic Thermometer | Tympanic Thermometer | Active | BH | BH | 4S | Bridgepoint | 4th Floor - South Side | Cardinal Health Canada Inc | Genius 3 | N19828252 | 2022-03-01 | 249 | 2025-03-01
1063372 | Beds, Electric | Beds | Beds, Electric | Active | MSH | MSH | 5 | ICU | ICU | HILL-ROM CO INC | P7500A | V071AW8304 | 2020-03-31 | 35000 | 2022-03-31 | HILL-ROM BED SYSTEM, Please contact Vendor for repair .Attached PO and Contract Contact Hill-Rom Tech Vince Trifonov for repair ( 416454-8876 ) This bed was added to TMS after the delivery
1063373 | Tympanic Thermometer | Tympanic Thermometer | Tympanic Thermometer | Active | BH | BH | 4N | Bridgepoint | 4th Floor - North Side | Cardinal Health Canada Inc | Genius 3 | N19828168 | 2022-03-01 | 249 | 2025-03-01
1063374 | Tympanic Thermometer | Tympanic Thermometer | Tympanic Thermometer | Active | BH | BH | 4N | Bridgepoint | 4th Floor - North Side | Cardinal Health Canada Inc | Genius 3 | N21000275 | 2022-03-01 | 249 | 2025-03-01
1063375 | Tympanic Thermometer | Tympanic Thermometer | Tympanic Thermometer | Active | BH | BH | 4N | Bridgepoint | 4th Floor - North Side | Cardinal Health Canada Inc | Genius 3 | N19828248 | 2022-03-01 | 249 | 2025-03-01
1063376 | Tympanic Thermometer | Tympanic Thermometer | Tympanic Thermometer | Active | BH | BH | 4N | Bridgepoint | 4th Floor - North Side | Cardinal Health Canada Inc | Genius 3 | N19828627 | 2022-03-01 | 249 | 2025-03-01
1063377 | Tympanic Thermometer | Tympanic Thermometer | Tympanic Thermometer | Active | BH | BH | 4N | Bridgepoint | 4th Floor - North Side | Cardinal Health Canada Inc | Genius 3 | N19828622 | 2022-03-01 | 249 | 2025-03-01
1063378 | Tympanic Thermometer | Tympanic Thermometer | Tympanic Thermometer | Active | BH | BH | 4N | Bridgepoint | 4th Floor - North Side | Cardinal Health Canada Inc | Genius 3 | N21722551 | 2022-03-01 | 249 | 2025-03-01
1063379 | Tympanic Thermometer | Tympanic Thermometer | Tympanic Thermometer | Active | BH | BH | 4N | Bridgepoint | 4th Floor - North Side | Cardinal Health Canada Inc | Genius 3 | N19828553 | 2022-03-01 | 249 | 2025-03-01
1063383 | Pumps, Insufflating | Pumps | Pumps, Insufflating | Active | MSH | MSH | 1 | Biomedical Engineering | Biomed | STRYKER CORP | IsoTour Pump | 2021017400399 | 2022-03-02 |  | 2023-03-02
1063401 | Ventilators, Intensive Care, Adult | Ventilators | Ventilators, Intensive Care, Adult | Active | MSH | MSH | 5 | Respiratory Therapy | ICU | MAQUET CRITICAL CARE | Servo-U 6694800 | 46054 | 2022-02-24 |  | 2024-02-24 | Updated to Rev 4.4
1063402 | Ventilators, Intensive Care, Adult | Ventilators | Ventilators, Intensive Care, Adult | Active | MSH | MSH | 5 | Respiratory Therapy | ICU | MAQUET CRITICAL CARE | Servo-U 6694800 | 46055 | 2022-02-24 |  | 2024-02-24 | Updated to Rev 4.4
1063403 | Ventilators, Intensive Care, Adult | Ventilators | Ventilators, Intensive Care, Adult | Active | MSH | MSH | 5 | Respiratory Therapy | ICU | MAQUET CRITICAL CARE | Servo-U 6694800 | 46056 | 2022-02-24 |  | 2024-02-24 | Updated to Rev 4.4
1063404 | Ventilators, Intensive Care, Adult | Ventilators | Ventilators, Intensive Care, Adult | Active | MSH | MSH | 5 | Respiratory Therapy | ICU | MAQUET CRITICAL CARE | Servo-U 6694800 | 46057 | 2022-02-24 |  | 2024-02-24 | Updated to Rev 4.4
1063405 | Ventilators, Intensive Care, Adult | Ventilators | Ventilators, Intensive Care, Adult | Active | MSH | MSH | 5 | Respiratory Therapy | ICU | MAQUET CRITICAL CARE | Servo-U 6694800 | 46058 | 2022-02-24 |  | 2024-02-24 | Updated to Rev 4.4
1063406 | Ventilators, Intensive Care, Adult | Ventilators | Ventilators, Intensive Care, Adult | Active | MSH | MSH | 5 | Respiratory Therapy | ICU | MAQUET CRITICAL CARE | Servo-U 6694800 | 46059 | 2022-02-24 |  | 2024-02-24 | Updated to Rev 4.4
1063407 | Ventilators, Intensive Care, Adult | Ventilators | Ventilators, Intensive Care, Adult | Active | MSH | MSH | 5 | Respiratory Therapy | ICU | MAQUET CRITICAL CARE | Servo-U 6694800 | 46060 | 2022-02-24 |  | 2024-02-24 | Updated to Rev 4.4
1063408 | Ventilators, Intensive Care, Adult | Ventilators | Ventilators, Intensive Care, Adult | Active | MSH | MSH | 5 | Respiratory Therapy | ICU | MAQUET CRITICAL CARE | Servo-U 6694800 | 46061 | 2022-02-24 |  | 2024-02-24 | Updated to Rev 4.4
1063409 | Ventilators, Intensive Care, Adult | Ventilators | Ventilators, Intensive Care, Adult | Active | MSH | MSH | 5 | Respiratory Therapy | ICU | MAQUET CRITICAL CARE | Servo-U 6694800 | 46062 | 2022-02-24 |  | 2024-02-24 | Updated to Rev 4.4
1063416 | Tables, Operating | Tables | Tables, Operating | Active | MSH | MSH | 7 | SURGICAL SUITE (COMBINED WITH CYSTO) | OR | Mizuho OSI | Modular Table system - 5803 | 9752 | 2022-03-10
1063649 | Workstations | Workstations | Workstations | Active | MSH | MSH | 12N | JDMI - Mammography | MSH BI RAD REVIEW ROOM 12th Floor - North Side | Hologic | SecurView Diagnostic | 4 | 2022-03-25 |  |  | ASSETT DUPLICATED FROM 1057056
1063706 | Lights, Examination | Lights | Lights, Examination | Active | MSH | MSH | 15U | Obstetrical Suite (L&D) | L&D | Welch Allyn | GS 900 | LOT 2201 | 2022-03-14 | 2001 | 2024-03-15
1063708 | Ultrasound - POCUS | Scanning Systems | Scanning Systems, Ultrasonic | Active | MSH | MSH | 17U | NICU | 17 - University | SonoSite (FujiFilm) | VEVO MD | 04QX1G | 2022-03-15 |  |  | Admin Password: 1063708 From: Fred Roberts <fred.roberts@fujifilm.com> Sent: March 9, 2022 10:19 AM To: Antonio, May Ann - Sinai Health System <MayAnn.Antonio@sinaihealth.ca> Cc: Chukri, Samir - Sinai Health System <Samir.Chukri@sinaihealth.ca>; Whittington, Scott <Scott.Whittington@uhn.ca>; murry.rice@uhn.ca; biomedicalengineering.msh@sinai; Greg Nesbitt <greg.nesbitt@fujifilm.com> Subject: [External] PO# 7600036492 - FujiFilm VisualSonics Vevo MD Purchase Hello May, I hope you are well. I have you as the point of contact for the shipping details for the Vevo MD High Frequency Ultrasound System that was purchased for the NICU at Mt. Sinai Hospital. The order has been booked, but at this time it has not shipped. I will forward the details regarding the shipment to everyone on this email as soon as they become available. If anyone has any questions regarding this purchase, please don't hesitate to contact me at the below email or phone. Thank you! Best Regards, Fred Frederick R. Roberts FUJIFILM VisualSonics, Inc. fred.roberts@fujifilm.com C.603-540-8901 Licence No.: 12407 Type: Device Family Device class: 3 Device first issue date: 1999-09-24 Licence name: FUJIFILM SONOSITE PORTABLE, HAND-CARRIED ULTRASOUND UNITS Device details Device first issue date Device name Identifier first issue date Device identifier 2017-01-03 VEVOMD IMAGING SYSTEM 2017-01-03 51475-10 FUJIFILM VisualSonics, Inc. 3080 Yonge St., Suite 6100 Box 66 Toronto, ON, M4N 3N1, Canada Phone: 416-484-5000 Fax: 416-484-5001 Toll Free: 1-866-416-4636 Shipment Confirmation ORDER NUMBER 1124478 ORDER DATE 07-MAR-2022 SALES REP ROBERTS, FRED SALES CHANNEL VSI-DIRECT CUSTOMER PO NUMBER 7600036492 Bill To: MOUNT SINAI HOSPITAL ATTN ACCOUNTS PAYABLE 600 UNIVERSITY AVENUE TORONTO, ON - M5G 1X5 Canada Ship To: MOUNT SINAI HOSPITAL 600 UNIVERSITY AVE TORONTO, ON - M5G 1X5 Canada Attn: Jain, Amish (416)586-4800 Order Line # Part Number Component of Item Description Qty Ordered Qty Shipped Serial Number Shipped Date Tracking Number Carrier 1.1 51475-50 VS-20048-50 VEVO MD IMAGING SYSTEM (120V), ROHS 1 1 04QX1G 10-MAR-2022 200944-69176 / CHAMPION BEST WAY/SUPPLIER 1.1 51416-51 VS-20048-50 UHF70: 70 MHZ ULTRA HIGH-FREQUENCY CLINICAL TRANSDUCERâ€‹â€‹ 1 1 UHF70- 0100 10-MAR-2022 200944-69176 / CHAMPION BEST WAY/SUPPLIER 1.1 51415-50 VS-20048-50 UHF48: 48 MHZ ULTRA HIGH-FREQUENCY CLINICAL TRANSDUCERâ€‹ 1 1 UHF48- 0098 10-MAR-2022 200944-69176 / CHAMPION BEST WAY/SUPPLIER 1.1 51414-50 VS-20048-50 UHF22: 22 MHZ ULTRA HIGH-FREQUENCY CLINICAL TRANSDUCER 1 1 UHF22- 0086 10-MAR-2022 200944-69176 / CHAMPION BEST WAY/SUPPLIER 1.1 53287 VS-20048-50 KIT, VEVO MD WIRELESS DONGLE 1 1 10-MAR-2022 200944-69176 / CHAMPION BEST WAY/SUPPLIER 1.1 51454 VS-20048-50 VEVO MD, GETTING STARTED GUIDE - 5 LANGUAGES - EN, FR, DE, IT, ES 1 1 10-MAR-2022 200944-69176 / CHAMPION BEST WAY/SUPPLIER 1.1 50752 VS-20048-50 ULINE TIP-N-TELL INDICATORS 1 1 10-MAR-2022 200944-69176 / CHAMPION BEST WAY/SUPPLIER 1.1 50844 VS-20048-50 ULINE 25G DROP-N-TELL 1 1 10-MAR-2022 200944-69176 / CHAMPION BEST WAY/SUPPLIER 1.1 52732-02 VS-20048-50 KIT, INSTRUCTIONS FOR USE USB DRIVE, VEVO MD 1.1 1 1 10-MAR-2022 200944-69176 / CHAMPION BEST WAY/SUPPLIER 1.1 12353 VS-20048-50 INTRODUCTORY 2-DAY ON-SITE USER TRAINING 1 1 10-MAR-2022 200944-69176 / CHAMPION BEST WAY/SUPPLIER 1.1 12369 VS-20048-50 VEVO SYSTEM INSTALLATION (CANADA) 1 1 10-MAR-2022 200944-69176 / CHAMPION BEST WAY/SUPPLIER 1.1 P00848-01 VS-20048-50 CORDSET, 10 AMP ,C13 CONNECTOR,HOSPITAL GRADE,NORTH AMERICAN 1 1 10-MAR-2022 200944-69176 / CHAMPION BEST WAY/SUPPLIER 1.1 P14689-02 VS-20048-50 DUAL FOOT SWITCH, USB, EU MDR 1 1 10-MAR-2022 200944-69176 / CHAMPION BEST WAY/SUPPLIER
1063709 | Ultrasound - POCUS | Scanning Systems | Scanning Systems, Ultrasonic | Active | MSH | MSH | 7 | SURGICAL SUITE (COMBINED WITH CYSTO) | 7th Floor | Philips Healthcare | 989605394911 - Sparq | US22212161 | 2022-03-18 |  | 2027-04-12 | System and probes have been stored in 7-504 Family Quiet Room EDIT FOR 1063709 MSH ICU: Christie.Lee@sinaihealth.ca PROBES: C6-2, SN: B20MTR S4-2, SN: B20QB4 L12-4, SN: B20N55 REPLACED MARCH 7 2022 NEW PROBE L12-4 SN# B40KLM MARCH 7 2022
1063710 | Scales, Patient, Floor | Scales | Scales, Patient, Floor | Active | BH | BH | 4N | Bridgepoint | 4th Floor - North Side | HEALTH O METER INC | 1101KL | 1100E442105916 | 2022-03-08 | 5001 | 2023-03-08
1063725 | Cryosurgical Unit | Cryosurgical Unit | Cryosurgical Unit | Active | MSH | MSH | 5 | JDMI - Angio/Interventional | 5 | BOSTON SCIENTIFIC CORP. | FPRCH8000-02-ICEFX Cryoablation sys | 4799 | 2022-03-17
1063728 | Pumps, Insufflating | Pumps | Pumps, Insufflating | Active | MSH | MSH | 1 | Biomedical Engineering | Biomed | STRYKER CORP | IsoTour Pump | 2021017400373 | 2022-03-18 |  | 2023-03-18
1063729 | Pumps, Insufflating | Pumps | Pumps, Insufflating | Active | MSH | MSH | 1 | Biomedical Engineering | Biomed | STRYKER CORP | IsoTour Pump | 2021017400393 | 2022-03-18 |  | 2023-03-18
1063730 | Pumps, Insufflating | Pumps | Pumps, Insufflating | Active | MSH | MSH | 1 | Biomedical Engineering | Biomed | STRYKER CORP | IsoTour Pump | 2021017400385 | 2022-03-18 |  | 2023-03-18
1063731 | Pumps, Insufflating | Pumps | Pumps, Insufflating | Active | MSH | MSH | 1 | Biomedical Engineering | Biomed | STRYKER CORP | IsoTour Pump | 2021017400330 | 2022-03-18 |  | 2023-03-18
1063732 | Pumps, Insufflating | Pumps | Pumps, Insufflating | Active | MSH | MSH | 1 | Biomedical Engineering | Biomed | STRYKER CORP | IsoTour Pump | 2021017400295 | 2022-03-18 |  | 2023-03-18
1063733 | Laryngoscopes, Video | Laryngoscopes | Laryngoscopes, Video | Active | MSH | MSH | 7 | SURGICAL SUITE (COMBINED WITH CYSTO) | 7th Floor | STORZ INSTRUMENT CO | 8403ZX | RO29384 | 2022-03-21 |  |  | cart and cable 8403x
1063734 | Laryngoscopes, Video | Laryngoscopes | Laryngoscopes, Video | Active | MSH | MSH | 7 | SURGICAL SUITE (COMBINED WITH CYSTO) | 7th Floor | STORZ INSTRUMENT CO | 8403ZX | UP25356 | 2022-03-21 |  |  | cart and cable 8403x
1063735 | Laryngoscopes, Video | Laryngoscopes | Laryngoscopes, Video | Active | MSH | MSH | 7 | SURGICAL SUITE (COMBINED WITH CYSTO) | 7th Floor | STORZ INSTRUMENT CO | 8403ZX | RO29418 | 2022-03-21 |  |  | cart and cable 8403x
1063736 | Laryngoscopes, Video | Laryngoscopes | Laryngoscopes, Video | Active | MSH | MSH | 7 | SURGICAL SUITE (COMBINED WITH CYSTO) | 7th Floor | STORZ INSTRUMENT CO | 8403ZX | NS11223 | 2022-03-21 |  |  | cart and cable 8403x
1063737 | Laryngoscopes, Video | Laryngoscopes | Laryngoscopes, Video | Active | MSH | MSH | 7 | SURGICAL SUITE (COMBINED WITH CYSTO) | 7th Floor | STORZ INSTRUMENT CO | 8403ZX | PO29170 | 2022-03-21 |  |  | cart and cable 8403x
1063738 | Laryngoscopes, Video | Laryngoscopes | Laryngoscopes, Video | Active | MSH | MSH | 7 | SURGICAL SUITE (COMBINED WITH CYSTO) | 7th Floor | STORZ INSTRUMENT CO | 8403ZX | RO29412 | 2022-03-21 |  |  | cart and cable 8403x
1063739 | Laryngoscopes, Video | Laryngoscopes | Laryngoscopes, Video | Active | MSH | MSH | 7 | SURGICAL SUITE (COMBINED WITH CYSTO) | 7th Floor | STORZ INSTRUMENT CO | 8403ZX | UP25106 | 2022-03-21 |  |  | cart and cable 8403x
1063740 | Laryngoscopes, Video | Laryngoscopes | Laryngoscopes, Video | Active | MSH | MSH | 7 | SURGICAL SUITE (COMBINED WITH CYSTO) | 7th Floor | STORZ INSTRUMENT CO | 8403ZX | UP25183 | 2022-03-21 |  |  | cart and cable 8403x
1063741 | Laryngoscopes, Video | Laryngoscopes | Laryngoscopes, Video | Active | MSH | MSH | 7 | SURGICAL SUITE (COMBINED WITH CYSTO) | 7th Floor | STORZ INSTRUMENT CO | 8403ZX | US12367 | 2022-03-21 |  |  | cart and cable 8403x
1063742 | Laryngoscopes, Video | Laryngoscopes | Laryngoscopes, Video | Active | MSH | MSH | 7 | SURGICAL SUITE (COMBINED WITH CYSTO) | 7th Floor | STORZ INSTRUMENT CO | 8403ZX | RO29379 | 2022-03-21 |  |  | cart and cable 8403x
1063743 | Laryngoscopes, Video | Laryngoscopes | Laryngoscopes, Video | Active | MSH | MSH | 7 | SURGICAL SUITE (COMBINED WITH CYSTO) | 7th Floor | STORZ INSTRUMENT CO | 8403ZX | RO29307 | 2022-03-21 |  |  | cart and cable 8403x
1063744 | Laryngoscopes, Video | Laryngoscopes | Laryngoscopes, Video | Active | MSH | MSH | 7 | SURGICAL SUITE (COMBINED WITH CYSTO) | 7th Floor | STORZ INSTRUMENT CO | 8403ZX | RO29600 | 2022-03-21 |  |  | cart and cable 8403x
1063745 | Laryngoscopes, Video | Laryngoscopes | Laryngoscopes, Video | Active | MSH | MSH | 7 | SURGICAL SUITE (COMBINED WITH CYSTO) | 7th Floor | STORZ INSTRUMENT CO | 8403ZX | RO29257 | 2022-03-21 |  |  | cart and cable 8403x
1063746 | HYPO/HYPERTHERMIA UNITS | HYPO/HYPERTHERMIA UNITS | HYPO/HYPERTHERMIA UNITS | Active | MSH | MSH | 17U | NICU | NICU | STRYKER CORP | 8001 - Altrix | 2021001300002 | 2021-03-31 | 19000 | 2023-03-09 | Needs to be disinfected before first use Clinical support line: 1-866-216-4851 available 24/7 Tammy Merrill Technical support line: 1-800-STRYKER 8-6 M-F
1063747 | Laryngoscopes, Video | Laryngoscopes | Laryngoscopes, Video | Active | MSH | MSH | 7 | SURGICAL SUITE (COMBINED WITH CYSTO) | 7th Floor | STORZ INSTRUMENT CO | 8403ZX | 1031 | 2022-03-21 |  |  | cart and cable
1063748 | Laryngoscopes, Video | Laryngoscopes | Laryngoscopes, Video | Active | MSH | MSH | 7 | SURGICAL SUITE (COMBINED WITH CYSTO) | 7th Floor | STORZ INSTRUMENT CO | 8403ZX | 1032 | 2022-03-21 |  |  | cart and cable
1063749 | Laryngoscopes, Video | Laryngoscopes | Laryngoscopes, Video | Active | MSH | MSH | 7 | SURGICAL SUITE (COMBINED WITH CYSTO) | 7th Floor | STORZ INSTRUMENT CO | 8403ZX | 1033 | 2022-03-21 |  |  | cart and cable
1063763 | VITAL SIGNS MONITORS | VITAL SIGNS MONITORS | VITAL SIGNS MONITORS | Active | MSH | OPG | 3rd Floor | Special Pregnancy Program - Maternal | 3rd Floor | Welch Allyn | 75ME | (21)100044540722 | 2022-03-22 |  | 2024-03-22 | WIFI, CSM, NIBP, Masimo, Suretemp, PLUGB - 75MT - $2800 Connex spot mobile work stand - 7000-MWS $380 (included in total price) *** Set up for use with newborns , neonatal settings**
1063764 | Scales, Patient, Floor | Scales | Scales, Patient, Floor | Active | BH | BH | 4S | Bridgepoint | 4th Floor - South Side | HEALTH O METER INC | 1101KL | 1100E442105917 | 2022-03-08 | 5001 | 2023-03-08
1063765 | Thermometers, Electronic, Infrared | Thermometers | Thermometers, Electronic, Infrared | Active | BH | BH | 1st/G | Bridgepoint | Ambulatory Care | Cardinal Health Canada Inc | Genius 3 | N19836619 | 2022-03-22 | 249 | 2017-08-13
1063767 | Stretchers - Electric | Stretchers | Stretchers | Active | MSH | MSH | 1 | Central Dispatch | Support Services | STRYKER CORP | 1115000030 | 2022007200173 | 2022-03-23 |  | 2022-01-11
1063768 | Stretchers - Electric | Stretchers | Stretchers | Active | MSH | MSH | 1 | Central Dispatch | Support Services | STRYKER CORP | 1115000030 | 2022007200174 | 2022-03-23 |  | 2022-01-11
1063769 | Stretchers - Electric | Stretchers | Stretchers | Active | MSH | MSH | 1 | Central Dispatch | Support Services | STRYKER CORP | 1115000030 | 2022007200172 | 2022-03-23 |  | 2022-01-11
1063770 | Stretchers | Stretchers | Stretchers | Active | MSH | MSH | 1 | Central Dispatch | Support Services | STRYKER CORP | 1115000030 | 2022006701397 | 2022-03-23 |  | 2022-01-11
1063771 | Stretchers | Stretchers | Stretchers | Active | MSH | MSH | 1 | Central Dispatch | Support Services | STRYKER CORP | 1115000030 | 2022006701395 | 2022-03-23 |  | 2022-01-11
1063772 | Stretchers | Stretchers | Stretchers | Active | MSH | MSH | 1 | Central Dispatch | Support Services | STRYKER CORP | 1115000030 | 2022006701398 | 2022-03-23 |  | 2022-01-11
1063775 | Headlights | Headlights | Headlights | Active | MSH | MSH | 3 | Emergency | Emergency | Sunoptics Surgical | SSL-LX2-LED Headlight | AL1515 | 2022-03-23 |  | 2025-03-24 | SURGI-ONE MEDICAL TECHNOLOGIES greg.horsman@surgi-one.com Includes: 1x SSL-2054BE-DBL battery 2x SSL-2054BE batteries Dual bay charger Carrying case
1063776 | Headlights | Headlights | Headlights | Active | MSH | MSH | 3 | Emergency | Emergency | Sunoptics Surgical | SSL-LX2-LED Headlight | AL1517 | 2022-03-23 |  | 2025-03-24 | SURGI-ONE MEDICAL TECHNOLOGIES greg.horsman@surgi-one.com Includes: 1x SSL-2054BE-DBL battery 2x SSL-2054BE batteries Dual bay charger Carrying case
1063783 | Headlights | Headlights | Headlights | Active | MSH | MSH | 7 | SURGICAL SUITE (COMBINED WITH CYSTO) | 7th Floor OR | Sunoptics Surgical | SSL-LX2-LED Headlight | AL1524 | 2022-03-23 |  | 2025-03-24 | SURGI-ONE MEDICAL TECHNOLOGIES greg.horsman@surgi-one.com Includes: 1x SSL-2054BE-DBL battery 2x SSL-2054BE batteries Dual bay charger Carrying case
1063784 | Headlights | Headlights | Headlights | Active | MSH | MSH | 7 | SURGICAL SUITE (COMBINED WITH CYSTO) | 7th Floor OR | Sunoptics Surgical | SSL-LX2-LED Headlight | AL1523 | 2022-03-23 |  | 2025-03-24 | SURGI-ONE MEDICAL TECHNOLOGIES greg.horsman@surgi-one.com Includes: 1x SSL-2054BE-DBL battery 2x SSL-2054BE batteries Dual bay charger Carrying case
1063785 | Headlights | Headlights | Headlights | Active | MSH | MSH | 7 | SURGICAL SUITE (COMBINED WITH CYSTO) | 7th Floor OR | Sunoptics Surgical | SSL-LX2-LED Headlight | AL1458 | 2022-03-23 |  | 2025-03-24 | SURGI-ONE MEDICAL TECHNOLOGIES greg.horsman@surgi-one.com Includes: 1x SSL-2054BE-DBL battery 2x SSL-2054BE batteries Dual bay charger Carrying case
1063786 | Headlights | Headlights | Headlights | Active | MSH | MSH | 7 | SURGICAL SUITE (COMBINED WITH CYSTO) | 7th Floor OR | Sunoptics Surgical | SSL-LX2-LED Headlight | AL1521 | 2022-03-23 |  | 2025-03-24 | SURGI-ONE MEDICAL TECHNOLOGIES greg.horsman@surgi-one.com Includes: 1x SSL-2054BE-DBL battery 2x SSL-2054BE batteries Dual bay charger Carrying case
1063787 | Headlights | Headlights | Headlights | Active | MSH | MSH | 7 | SURGICAL SUITE (COMBINED WITH CYSTO) | 7th Floor OR | Sunoptics Surgical | SSL-LX2-LED Headlight | AL1522 | 2022-03-23 |  | 2025-03-24 | SURGI-ONE MEDICAL TECHNOLOGIES greg.horsman@surgi-one.com Includes: 1x SSL-2054BE-DBL battery 2x SSL-2054BE batteries Dual bay charger Carrying case
1063788 | Headlights | Headlights | Headlights | Active | MSH | MSH | 7 | SURGICAL SUITE (COMBINED WITH CYSTO) | 7th Floor OR | Sunoptics Surgical | SSL-LX2-LED Headlight | AL1454 | 2022-03-23 |  | 2025-03-24 | SURGI-ONE MEDICAL TECHNOLOGIES greg.horsman@surgi-one.com Includes: 1x SSL-2054BE-DBL battery 2x SSL-2054BE batteries Dual bay charger Carrying case
1063789 | Headlights | Headlights | Headlights | Active | MSH | MSH | 7 | SURGICAL SUITE (COMBINED WITH CYSTO) | 7th Floor OR | Sunoptics Surgical | SSL-LX2-LED Headlight | AL1452 | 2022-03-23 |  | 2025-03-24 | SURGI-ONE MEDICAL TECHNOLOGIES greg.horsman@surgi-one.com Includes: 1x SSL-2054BE-DBL battery 2x SSL-2054BE batteries Dual bay charger Carrying case
1063790 | Headlights | Headlights | Headlights | Active | MSH | MSH | 7 | SURGICAL SUITE (COMBINED WITH CYSTO) | 7th Floor OR | Sunoptics Surgical | SSL-LX2-LED Headlight | AL1518 | 2022-03-23 |  | 2025-03-24 | SURGI-ONE MEDICAL TECHNOLOGIES greg.horsman@surgi-one.com Includes: 1x SSL-2054BE-DBL battery 2x SSL-2054BE batteries Dual bay charger Carrying case
1063791 | Headlights | Headlights | Headlights | Active | MSH | MSH | 7 | SURGICAL SUITE (COMBINED WITH CYSTO) | 7th Floor OR | Sunoptics Surgical | SSL-LX2-LED Headlight | AL1516 | 2022-03-23 |  | 2025-03-24 | SURGI-ONE MEDICAL TECHNOLOGIES greg.horsman@surgi-one.com Includes: 1x SSL-2054BE-DBL battery 2x SSL-2054BE batteries Dual bay charger Carrying case
1063792 | Headlights | Headlights | Headlights | Active | MSH | MSH | 7 | SURGICAL SUITE (COMBINED WITH CYSTO) | 7th Floor OR | Sunoptics Surgical | SSL-LX2-LED Headlight | AL1453 | 2022-03-23 |  | 2025-03-24 | SURGI-ONE MEDICAL TECHNOLOGIES greg.horsman@surgi-one.com Includes: 1x SSL-2054BE-DBL battery 2x SSL-2054BE batteries Dual bay charger Carrying case
1063793 | Headlights | Headlights | Headlights | Active | MSH | MSH | 7 | SURGICAL SUITE (COMBINED WITH CYSTO) | 7th Floor OR | Sunoptics Surgical | SSL-LX2-LED Headlight | AL1519 | 2022-03-23 |  | 2025-03-24 | SURGI-ONE MEDICAL TECHNOLOGIES greg.horsman@surgi-one.com Includes: 1x SSL-2054BE-DBL battery 2x SSL-2054BE batteries Dual bay charger Carrying case
1063794 | Headlights | Headlights | Headlights | Active | MSH | MSH | 7 | SURGICAL SUITE (COMBINED WITH CYSTO) | 7th Floor OR | Sunoptics Surgical | SSL-LX2-LED Headlight | AL1520 | 2022-03-23 |  | 2025-03-24 | SURGI-ONE MEDICAL TECHNOLOGIES greg.horsman@surgi-one.com Includes: 1x SSL-2054BE-DBL battery 2x SSL-2054BE batteries Dual bay charger Carrying case
1063797 | Monitors, Physiologic, Multipurpose, MR | Monitors, Physiologic | Monitors, Physiologic, Multipurpose, MR | Active | MSH | MSH | 5 | JDMI - MRI | JDMI - MRI | Iradimed Corp | 3880M-4 | IR388002504 | 2022-08-17
1063798 | Monitors, Physiologic, Multipurpose, MR | Monitors, Physiologic | Monitors, Physiologic, Multipurpose, MR | Active | MSH | MSH | 5 | JDMI - MRI | JDMI MRI | Iradimed Corp | 3885B | IR3885B2230 | 2022-08-17 |  |  | Tablet (3885T) SN# IR3885T1120
1063799 | Injectors, Contrast Media | Injectors | Injectors, Contrast Media | Active | MSH | MSH | 5 | JDMI - MRI | MRI-1.5T room 517 | Bayer | MRXperion | 310883 | 2016-07-01 | 0 | 2023-04-04 | Master Serial Number 100166
1063802 | Electrosurgical Units | Electrosurgical Units | Electrosurgical Units | Active | MSH | 60MURR | 1 | Ophthalmology Clinic | Ophthalmology | CONMED CORP | 7-900-115 | 22104700 | 2022-03-29 | 2000 | 2009-09-11
1063808 | Ultrasound | Scanning Systems | Scanning Systems, Ultrasonic | Active | MSH | MSH | 15M | Special Pregnancy Program-Fetal | 15th Floor - Murray Side | GE Healthcare | H48701XT - Voluson E10 | E80653 | 2022-04-06 | 0 |  | AE: MSH_US_SPP_VOLH Probes: RAB6-D SN#10947370WX2 C1-6-D SN#418024YP6 RIC6-12-D SN#280547KR1 C2-9-D SN#417012YP2 C2-9-D SN#417009YP8 C1-6-D SN#415925YP7 MAC: C4-00-AD-9D-94-3B
1063811 | Beds, Electric, Vertical Tilting | Beds | Beds, Electric, Vertical Tilting | Active | MSH | MSH | 16U | Echocardiography | 16th Floor-Echo | IBIOM Instruments Ltd | ECHO-FLEX 5002 | 1020123 | 2022-03-30 |  | 2023-03-30 | Vendor info ULTRARAY GROUP INC 760 PACIFIC RD UNIT 3 OAKVILLE, ON L6L 6M5 Canada Phone:9053386857 Fax:8663388990 Email:accounting@ultraray.com Vendor No:1020162
1063921 | Thermometers, Electronic | Thermometers | Thermometers, Electronic | Active | MSH | MSH | 15U | Obstetrical Suite (L&D) | L&D | Welch Allyn | 692-Sure Temp Plus | (21)22094220 | 2022-03-31 |  | 2024-03-29
1063922 | Thermometers, Electronic | Thermometers | Thermometers, Electronic | Active | MSH | MSH | 15U | Obstetrical Suite (L&D) | L&D | Welch Allyn | 692-Sure Temp Plus | (21)22094223 | 2022-03-31 |  | 2024-03-29
1063923 | Thermometers, Electronic | Thermometers | Thermometers, Electronic | Active | MSH | MSH | 15U | Obstetrical Suite (L&D) | L&D | Welch Allyn | 692-Sure Temp Plus | (21)22094215 | 2022-03-31 |  | 2024-03-29
1063924 | Thermometers, Electronic | Thermometers | Thermometers, Electronic | Active | MSH | MSH | 15U | Obstetrical Suite (L&D) | L&D | Welch Allyn | 692-Sure Temp Plus | (21)22094207 | 2022-03-31 |  | 2024-03-29
1063925 | Thermometers, Electronic | Thermometers | Thermometers, Electronic | Active | MSH | MSH | 15U | Obstetrical Suite (L&D) | L&D | Welch Allyn | 692-Sure Temp Plus | (21)21475857 | 2022-03-31 |  | 2024-03-29
1063926 | Thermometers, Electronic | Thermometers | Thermometers, Electronic | Active | MSH | MSH | 15U | Obstetrical Suite (L&D) | L&D | Welch Allyn | 692-Sure Temp Plus | (21)21475886 | 2022-03-31 |  | 2024-03-29
1063927 | Thermometers, Electronic | Thermometers | Thermometers, Electronic | Active | MSH | MSH | 15U | Obstetrical Suite (L&D) | L&D | Welch Allyn | 692-Sure Temp Plus | (21)22094206 | 2022-03-31 |  | 2024-03-29
1063928 | Thermometers, Electronic | Thermometers | Thermometers, Electronic | Active | MSH | MSH | 15U | Obstetrical Suite (L&D) | L&D | Welch Allyn | 692-Sure Temp Plus | (21)22094225 | 2022-03-31 |  | 2024-03-29
1063929 | Thermometers, Electronic | Thermometers | Thermometers, Electronic | Active | MSH | MSH | 15U | Obstetrical Suite (L&D) | L&D | Welch Allyn | 692-Sure Temp Plus | (21)21463053 | 2022-03-31 |  | 2024-03-29
1063930 | Thermometers, Electronic | Thermometers | Thermometers, Electronic | Active | MSH | MSH | 15U | Obstetrical Suite (L&D) | L&D | Welch Allyn | 692-Sure Temp Plus | (21)22094205 | 2022-03-31 |  | 2024-03-29
1063931 | Thermometers, Electronic | Thermometers | Thermometers, Electronic | Active | MSH | MSH | 15U | Obstetrical Suite (L&D) | L&D | Welch Allyn | 692-Sure Temp Plus | (21)22094214 | 2022-03-31 |  | 2024-03-29
1063932 | Thermometers, Electronic | Thermometers | Thermometers, Electronic | Active | MSH | MSH | 15U | Obstetrical Suite (L&D) | L&D | Welch Allyn | 692-Sure Temp Plus | (21)21475866 | 2022-03-31 |  | 2024-03-29
1063934 | Injectors, Contrast Media | Injectors | Injectors, Contrast Media | Active | MSH | MSH | 5 | JDMI - CT | 5th Floor - Spare | Bayer | Stellant TM | W3CT11100070 | 2022-03-31 | 25000 | 2023-03-22 | SRU ID: 20C952E CRU ID: 310267 LICENSE ID: 00139546B39D SPARE No Contract
1063935 | Injectors, Contrast Media | Injectors | Injectors, Contrast Media | Active | MSH | MSH | 12S | JDMI - Mammography | Breast Imaging - 12th floor, Room 1272 | Bayer | Stellant TM | W3CT11100068 | 2022-03-31 | 25000 | 2023-03-22 | INSTALLED IN MSH 12 BI H3 JANUARY 2023 SRU ID: 20C9523 CRU ID: 310268 LICENSE ID: 00139546B310 WCRU ID: W3CT11100068 No Contract
1063936 | Warming Units, Patient, Radiant, Infant, Mobile | Warming Units | Warming Units, Patient, Radiant, Infant, Mobile | Active | MSH | MSH | 17M | PNAC | 17th PNAC | GE Healthcare | Panda iRes | G22102556 | 2022-03-30 | 35000 | 2023-03-31
1063959 | CONNECTED OR HUB | Video Systems | Video Systems | Active | MSH | MSH | 7 | SURGICAL SUITE (COMBINED WITH CYSTO) | 7th Floor - OR | STRYKER CORP | Connected OR Hub (0240-200-100) | 22B561584 | 2022-04-05 |  |  | REF 0240-200-100
1063960 | CONNECTED OR HUB | Video Systems | Video Systems | Active | MSH | MSH | 7 | SURGICAL SUITE (COMBINED WITH CYSTO) | OR 2 | STRYKER CORP | Connected OR Hub (0240-200-100) | 22B561514 | 2022-04-05 |  |  | REF 0240-200-100
1063961 | Display Monitor | Display Monitor | Display Monitor | Active | MSH | MSH | 7 | SURGICAL SUITE (COMBINED WITH CYSTO) | 7th Floor - OR | STRYKER CORP | 32" 4K Surgical Display (0240-031-050) | SV7320L0696 | 2022-04-05
1063962 | Light Sources | Light Sources | Light Sources | Active | MSH | MSH | 7 | SURGICAL SUITE (COMBINED WITH CYSTO) | 7th Floor - OR | STRYKER CORP | L11 LED Light Source (0220230300) | 22B568544 | 2022-04-05 |  |  | REF 0220230300
1063963 | Light Sources | Light Sources | Light Sources | Active | MSH | MSH | 7 | SURGICAL SUITE (COMBINED WITH CYSTO) | OR 2 | STRYKER CORP | L11 LED Light Source (0220230300) | 22C502104 | 2022-04-05 |  |  | REF 0220230300
1063964 | Cameras, Surgical | Cameras | Cameras, Surgical | Active | MSH | MSH | 7 | SURGICAL SUITE (COMBINED WITH CYSTO) | 7th Floor - OR | STRYKER CORP | 1688 AIM 4K Platform (1688010000) | 22B576614 | 2022-04-05 |  |  | 4 X 4K CAMERA HEAD SN 22B521864 SN 22B526804 SN 22B521884 SN 22B521824
1063965 | Cameras, Surgical | Cameras | Cameras, Surgical | Active | MSH | MSH | 7 | SURGICAL SUITE (COMBINED WITH CYSTO) | OR 2 | STRYKER CORP | 1688 AIM 4K Platform (1688010000) | 22B576704 | 2022-04-05 |  |  | 4 X 4K CAMERA HEAD SN 22B521864 SN 22B526804 SN 22B521884 SN 22B521824
1063983 | Thermometers, Electronic | Thermometers | Thermometers, Electronic | Active | MSH | MSH | 10S | Nursing 10S Geriatrics | 10th Floor - South Side | Welch Allyn | 692-Sure Temp Plus | 22119308 | 2020-03-25 |  | 2024-04-04 | Replacement for 1054357
1064136 | Scales, Patient, Floor | Scales | Scales, Patient, Floor | Active | MSH | 60MURR | 3 | Genetics - Fred A. Litwin | Adult Genetics | HEALTH O METER INC | 500KL | 5000137714 | 2013-03-22 | 5001 | 2014-03-22
1064138 | GENERATOR, HEAT | GENERATOR | GENERATOR, HEAT | Active | MSH | MSH | 16U | Cath Lab | Cath Lab | Medtronic Navigation Inc | 40-405-1 AEX Generator | MTC2135009 | 2022-04-28 |  |  | Manufactured By: Sanmina Corp. 13000 South Memorial Parkway Huntsville, AL 35803 AEX Generator Product Model number: 40-405-1 Loaner agreement attached to Asset
1064167 | Simulators, Multiparameter | Simulators | Simulators, Multiparameter | Active | MSH | MSH | 7 | Resp Therapy (Anesthesia) | OR (RT) | FLUKE BIOMEDICAL | PS410 | 5751015 | 2022-05-03 |  | 2023-05-03 | Model # PS410 ECG simulator PO 7201953057 Cost $1594.23
1064168 | Humidifiers | Humidifiers | Humidifiers | Active | BH | BH | RT | Respiratory Therapy | Respiratory Therapy | FISHER PAYKEL | PT101US | 200710146981 | 2021-01-01 |  | 2021-06-02 | Vendor: FISHER & PAYKEL HEALTHCARE 2045 BOUL DAGENAIS O SUITE 180 LAVAL, QC USA Phone:9494534000 Fax:9494534001
1064169 | Humidifiers | Humidifiers | Humidifiers | Active | BH | BH | RT | Respiratory Therapy | Respiratory Therapy | FISHER PAYKEL | PT101US | 200710147059 | 2021-01-01 |  | 2021-06-02 | Vendor: FISHER & PAYKEL HEALTHCARE 2045 BOUL DAGENAIS O SUITE 180 LAVAL, QC USA Phone:9494534000 Fax:9494534001
1064170 | Humidifiers | Humidifiers | Humidifiers | Active | BH | BH | RT | Respiratory Therapy | Respiratory Therapy | FISHER PAYKEL | PT101US | 200710147231 | 2021-01-01 |  | 2021-06-02 | Vendor: FISHER & PAYKEL HEALTHCARE 2045 BOUL DAGENAIS O SUITE 180 LAVAL, QC USA Phone:9494534000 Fax:9494534001
1064171 | Humidifiers | Humidifiers | Humidifiers | Active | BH | BH | RT | Respiratory Therapy | Respiratory Therapy | FISHER PAYKEL | PT101US | 200710147205 | 2021-01-01 |  | 2021-06-02 | Vendor: FISHER & PAYKEL HEALTHCARE 2045 BOUL DAGENAIS O SUITE 180 LAVAL, QC USA Phone:9494534000 Fax:9494534001
1064172 | Humidifiers | Humidifiers | Humidifiers | Active | BH | BH | RT | Respiratory Therapy | Respiratory Therapy | FISHER PAYKEL | PT101US | 200922174548 | 2021-01-01 |  | 2021-06-02 | Vendor: FISHER & PAYKEL HEALTHCARE 2045 BOUL DAGENAIS O SUITE 180 LAVAL, QC USA Phone:9494534000 Fax:9494534001
1064173 | Humidifiers | Humidifiers | Humidifiers | Active | BH | BH | RT | Respiratory Therapy | Respiratory Therapy | FISHER PAYKEL | PT101US | 200929177459 | 2021-01-01 |  | 2021-06-02 | Vendor: FISHER & PAYKEL HEALTHCARE 2045 BOUL DAGENAIS O SUITE 180 LAVAL, QC USA Phone:9494534000 Fax:9494534001
1064182 | Humidifiers | Humidifiers | Humidifiers | Active | MSH | MSH | 18 | Respiratory Therapy | ICU | FISHER & PAYKEL MEDICAL INC | 950JUS-FPH950 | 220228026319 | 2022-05-03 |  | 2023-05-03
1064183 | Humidifiers | Humidifiers | Humidifiers | Active | MSH | MSH | 18 | Respiratory Therapy | ICU | FISHER & PAYKEL MEDICAL INC | 950JUS-FPH950 | 211209024858 | 2022-05-03 |  | 2023-05-03
1064184 | Humidifiers | Humidifiers | Humidifiers | Active | MSH | MSH | 18 | Respiratory Therapy | ICU | FISHER & PAYKEL MEDICAL INC | 950JUS-FPH950 | 220228026310 | 2022-05-03 |  | 2023-05-03
1064185 | Humidifiers | Humidifiers | Humidifiers | Active | MSH | MSH | 18 | Respiratory Therapy | ICU | FISHER & PAYKEL MEDICAL INC | 950JUS-FPH950 | 220228026332 | 2022-05-03 |  | 2023-05-03
1064186 | Humidifiers | Humidifiers | Humidifiers | Active | MSH | MSH | 18 | Respiratory Therapy | ICU | FISHER & PAYKEL MEDICAL INC | 950JUS-FPH950 | 220228026327 | 2022-05-03 |  | 2023-05-03
1064187 | Humidifiers | Humidifiers | Humidifiers | Active | MSH | MSH | 18 | Respiratory Therapy | ICU | FISHER & PAYKEL MEDICAL INC | 950JUS-FPH950 | 211209024865 | 2022-05-03 |  | 2023-05-03
1064189 | Humidifiers | Humidifiers | Humidifiers | Active | MSH | MSH | 18 | Respiratory Therapy | ICU | FISHER & PAYKEL MEDICAL INC | 950JUS-FPH950 | 220228026316 | 2022-05-03 |  | 2023-05-03
1064190 | Humidifiers | Humidifiers | Humidifiers | Active | MSH | MSH | 18 | Respiratory Therapy | ICU | FISHER & PAYKEL MEDICAL INC | 950JUS-FPH950 | 220228026315 | 2022-05-03 |  | 2023-05-03
1064192 | Humidifiers | Humidifiers | Humidifiers | Active | MSH | MSH | 18 | Respiratory Therapy | ICU | FISHER & PAYKEL MEDICAL INC | 950JUS-FPH950 | 220228026331 | 2022-05-03 |  | 2023-05-03
1064194 | Humidifiers | Humidifiers | Humidifiers | Active | MSH | MSH | 18 | Respiratory Therapy | ICU | FISHER & PAYKEL MEDICAL INC | 950JUS-FPH950 | 220228026312 | 2022-05-03 |  | 2023-05-03
1064196 | Humidifiers | Humidifiers | Humidifiers | Active | MSH | MSH | 18 | Respiratory Therapy | ICU | FISHER & PAYKEL MEDICAL INC | 950JUS-FPH950 | 220228026317 | 2022-05-03 |  | 2023-05-03
1064198 | Humidifiers | Humidifiers | Humidifiers | Active | MSH | MSH | 18 | Respiratory Therapy | ICU | FISHER & PAYKEL MEDICAL INC | 950JUS-FPH950 | 220228026330 | 2022-05-03 |  | 2023-05-03
1064199 | Humidifiers | Humidifiers | Humidifiers | Active | MSH | MSH | 18 | Respiratory Therapy | ICU | FISHER & PAYKEL MEDICAL INC | 950JUS-FPH950 | 220228026325 | 2022-05-03 |  | 2023-05-03
1064200 | Humidifiers | Humidifiers | Humidifiers | Active | MSH | MSH | 18 | Respiratory Therapy | ICU | FISHER & PAYKEL MEDICAL INC | 950JUS-FPH950 | 220228026329 | 2022-05-03 |  | 2023-05-03
1064201 | Ventilators, Intensive Care, Adult | Ventilators | Ventilators, Intensive Care, Adult | Active | MSH | MSH | 5 | Respiratory Therapy | ICU | MAQUET CRITICAL CARE | Servo-U 6694800 | 46674 | 2022-02-24 |  | 2024-02-24 | Updated to Rev 4.4
1064202 | Ventilators, Intensive Care, Adult | Ventilators | Ventilators, Intensive Care, Adult | Active | MSH | MSH | 5 | Respiratory Therapy | ICU | MAQUET CRITICAL CARE | Servo-U 6694800 | 46682 | 2022-02-24 |  | 2024-02-24 | Updated to Rev 4.4
1064203 | Ventilators, Intensive Care, Adult | Ventilators | Ventilators, Intensive Care, Adult | Active | MSH | MSH | 5 | Respiratory Therapy | ICU | MAQUET CRITICAL CARE | Servo-U 6694800 | 46672 | 2022-02-24 |  | 2024-02-24 | Updated to Rev 4.4
1064204 | Ventilators, Intensive Care, Adult | Ventilators | Ventilators, Intensive Care, Adult | Active | MSH | MSH | 5 | Respiratory Therapy | ICU | MAQUET CRITICAL CARE | Servo-U 6694800 | 46669 | 2022-02-24 |  | 2024-02-24 | Updated to Rev 4.4
1064205 | Ventilators, Intensive Care, Adult | Ventilators | Ventilators, Intensive Care, Adult | Active | MSH | MSH | 5 | Respiratory Therapy | ICU | MAQUET CRITICAL CARE | Servo-U 6694800 | 46670 | 2022-02-24 |  | 2024-02-24 | Updated to Rev 4.4
1064206 | Ventilators, Intensive Care, Adult | Ventilators | Ventilators, Intensive Care, Adult | Active | MSH | MSH | 5 | Respiratory Therapy | ICU | MAQUET CRITICAL CARE | Servo-U 6694800 | 46671 | 2022-02-24 |  | 2024-02-24 | Updated to Rev 4.4
1064207 | Ventilators, Intensive Care, Adult | Ventilators | Ventilators, Intensive Care, Adult | Active | MSH | MSH | 5 | Respiratory Therapy | ICU | MAQUET CRITICAL CARE | Servo-U 6694800 | 46673 | 2022-02-24 |  | 2024-02-24 | Updated to Rev 4.4
1064208 | Ventilators, Intensive Care, Adult | Ventilators | Ventilators, Intensive Care, Adult | Active | MSH | MSH | 5 | Respiratory Therapy | ICU | MAQUET CRITICAL CARE | Servo-U 6694800 | 46675 | 2022-02-24 |  | 2024-02-24 | Updated to Rev 4.4
1064209 | Ventilators, Intensive Care, Adult | Ventilators | Ventilators, Intensive Care, Adult | Active | MSH | MSH | 5 | Respiratory Therapy | ICU | MAQUET CRITICAL CARE | Servo-U 6694800 | 46676 | 2022-02-24 |  | 2024-02-24 | Updated to Rev 4.4
1064210 | Ventilators, Intensive Care, Adult | Ventilators | Ventilators, Intensive Care, Adult | Active | MSH | MSH | 5 | Respiratory Therapy | ICU | MAQUET CRITICAL CARE | Servo-U 6694800 | 46677 | 2022-02-24 |  | 2024-02-24 | Updated to Rev 4.4
1064211 | Ventilators, Intensive Care, Adult | Ventilators | Ventilators, Intensive Care, Adult | Active | MSH | MSH | 5 | Respiratory Therapy | ICU | MAQUET CRITICAL CARE | Servo-U 6694800 | 46680 | 2022-02-24 |  | 2024-02-24 | Updated to Rev 4.4
1064212 | Ventilators, Intensive Care, Adult | Ventilators | Ventilators, Intensive Care, Adult | Active | MSH | MSH | 5 | Respiratory Therapy | ICU | MAQUET CRITICAL CARE | Servo-U 6694800 | 46681 | 2022-02-24 |  | 2024-02-24 | Updated to Rev 4.4
1064217 | Helmet | Personal Protective Equipment | Helmet | Active | MSH | 60MURR | 1 | Occ Health & Safety | occupational health | MAXAIR Systems | CAPR-Helmet | 130530 | 2022-04-21
1064218 | Helmet | Personal Protective Equipment | Helmet | Active | MSH | 60MURR | 1 | Occ Health & Safety | occupational health | MAXAIR Systems | CAPR-Helmet | 130560 | 2022-04-21
1064219 | Helmet | Personal Protective Equipment | Helmet | Active | MSH | 60MURR | 1 | Occ Health & Safety | occupational health | MAXAIR Systems | CAPR-Helmet | 130533 | 2022-04-21
1064220 | Helmet | Personal Protective Equipment | Helmet | Active | MSH | 60MURR | 1 | Occ Health & Safety | occupational health | MAXAIR Systems | CAPR-Helmet | 130534 | 2022-04-21
1064221 | Helmet | Personal Protective Equipment | Helmet | Active | MSH | 60MURR | 1 | Occ Health & Safety | occupational health | MAXAIR Systems | CAPR-Helmet | 130531 | 2022-04-21
1064222 | Helmet | Personal Protective Equipment | Helmet | Active | MSH | 60MURR | 1 | Occ Health & Safety | occupational health | MAXAIR Systems | CAPR-Helmet | 130532 | 2022-04-21
1064226 | Computers | Computers | Computers | Active | MSH | MSH | 1 | Biomedical Engineering | 1st Floor | Dell Computers |  | F0CMFK3 | 2022-03-29
1064289 | Lights, Examination | Lights | Lights, Examination | Active | MSH | MSH | 15U | Obstetrical Suite (L&D) | L&D | Welch Allyn | GS 900 | LOT 2206 | 2022-05-12 | 2001 | 2024-05-12
1064290 | Lights, Examination | Lights | Lights, Examination | Active | MSH | MSH | 15U | Obstetrical Suite (L&D) | L&D | Welch Allyn | GS 900 | LOT 2206 | 2022-05-12 | 2001 | 2024-05-12
1064291 | Lights, Examination | Lights | Lights, Examination | Active | MSH | MSH | 15U | Obstetrical Suite (L&D) | L&D | Welch Allyn | GS 900 | LOT 2205 | 2022-05-12 | 2001 | 2024-05-12
1064302 | BLADDER SCANNER | BLADDER SCANNER | BLADDER SCANNER | Active | MSH | MSH | 5 | ICU | ICU | Verathon Medical | Prime Plus | C1521476 | 2022-05-17 |  | 2027-02-01 | Need to update PO May 17,2022
1064310 | Breathing System | Anesthesia Units | Anesthesia Units | Active | MSH | MSH | 7 | Resp Therapy (Anesthesia) | OR | Draeger Medical Canada | Zeus IE | ASHN-0024 | 2016-05-30 |  |  | BREATHING SYSTEM ONLY, device labelled #33. SN Cover ASHB-0214 Safety Valve ASHN-0047
1064311 | Breathing System | Anesthesia Units | Anesthesia Units | Active | MSH | MSH | 7 | Resp Therapy (Anesthesia) | OR | Draeger Medical Canada | Zeus IE | ASHL-0014 | 2016-05-30 |  |  | BIOMED SPARE BREATHING SYSTEM ONLY, device labelled #66. SN Cover ASHB-0051 Safety Valve ASHN-00178
1064312 | Breathing System | Anesthesia Units | Anesthesia Units | Active | MSH | MSH | 7 | Resp Therapy (Anesthesia) | OR | Draeger Medical Canada | Zeus IE | ASHN-0005 | 2016-05-30 |  |  | BREATHING SYSTEM ONLY, device labelled #44. SN Cover ASHB-0196 Safety Valve ASHK-0163
1064323 | Insufflators, Laparoscopic | Insufflators | Insufflators, Laparoscopic | Active | MSH | MSH | 7 | SURGICAL SUITE (COMBINED WITH CYSTO) | OR 14 | CONMED CORP | AS-IFS1 | 2104CE0391 | 2022-05-25 |  | 2023-05-25
1064324 | Insufflators, Laparoscopic | Insufflators | Insufflators, Laparoscopic | Active | MSH | MSH | 7 | SURGICAL SUITE (COMBINED WITH CYSTO) | OR 10 | CONMED CORP | AS-IFS1 | 2104CE0394 | 2022-05-25 |  | 2023-05-25
1064331 | Scales, Infant | Scales | Scales, Infant | Active | MSH | MSH | 17U | NICU | NICU | SCALE-TRONIX INC | 4802D-AX-XB | U107218220676 | 2019-03-12 |  | 2023-05-26 | Vendor: Global Medical Products Inc. Purchased wth no cart
1064338 | Stimulators, Electrical | Stimulators | Stimulators, Electrical | Active | BH | BH | 9N | Bridgepoint | 9th Floor - North Side | BioMedical Life Systems Inc. | GV350-HVPS | G22C 10915 | 2022-05-01 |  |  | Owned by Laura Teague Wound Care Rm 1200C X2821
1064339 | Stimulators, Electrical | Stimulators | Stimulators, Electrical | Active | BH | BH | 9N | Bridgepoint | 9th Floor - North Side | BioMedical Life Systems Inc. | GV350-HVPS | G22B 10906 | 2022-05-01 |  |  | Owned by Laura Teague Wound Care Rm 1200C X2821
1064340 | Stimulators, Electrical | Stimulators | Stimulators, Electrical | Active | BH | BH | 9N | Bridgepoint | 9th Floor - North Side | BioMedical Life Systems Inc. | GV350-HVPS | G22C 10910 | 2022-05-01 |  |  | Owned by Laura Teague Wound Care Rm 1200C X2821
1064341 | Tables, Operating | Tables | Tables, Operating | Active | MSH | MSH | 15U | Obstetrical Suite (L&D) | L&D OR 3 | SKYTRON DIV KMW GROUP | 6702 Hercules | SUC-20147-0431 | 2018-09-25
1064351 | Ultrasound - POCUS | Scanning Systems | Scanning Systems, Ultrasonic | Active | MSH | MSH | 18 | ICU | ICU | Philips Healthcare | 989605394911 - Sparq | US02211686 | 2022-11-16 |  | 2027-11-16 | NEW SYSTEMS STORED IN NEW ICU ROOM 5-299 Christie.Lee@sinaihealth.ca PROBES: ORIGINAL ICU SYSTEM C6-2, SN: B20MTR S4-2, SN: B20QB4 L12-4, SN: B20N55 REPLACED MARCH 7 2022 NEW PROBE L12-4 SN# B40KLM MARCH 7 2022
1064352 | Ultrasound - POCUS | Scanning Systems | Scanning Systems, Ultrasonic | Active | MSH | MSH | 18 | ICU | ICU | Philips Healthcare | 989605394911 - Sparq | US02211687 | 2022-11-16 |  | 2027-11-16 | MSH ICU SPARQ ULTRASOUND NEW SYSTEMS STORED IN NEW ICU ROOM 5-299 Christie.Lee@sinaihealth.ca PROBES: ORIGINAL ICU SYSTEM C6-2, SN: B20MTR S4-2, SN: B20QB4 L12-4, SN: B20N55 REPLACED MARCH 7 2022 NEW PROBE L12-4 SN# B40KLM MARCH 7 2022
1064355 | ELECTROCARDIOGRAPHS, MULTI-CHANNEL | Electrocardiographs | Electrocardiographs, Multichannel | Active | MSH | MSH | 3 | Emergency | Emergency | Philips Healthcare | 860315 - TC70 | US52236093 | 2022-06-06 | 20001 | 2023-06-06 | Battery Li. Triton 16 lead PIM, s/n . Replaces . Prints 2 copies.
1064356 | ELECTROCARDIOGRAPHS, MULTI-CHANNEL | Electrocardiographs | Electrocardiographs, Multichannel | Active | MSH | MSH | 3 | Emergency | Emergency | Philips Healthcare | 860315 - TC70 | US52236094 | 2022-06-06 | 20001 | 2023-06-06 | Battery Li. Triton 16 lead PIM, s/n . Replaces . Prints 2 copies.
1064378 | VITAL SIGNS MONITORS | VITAL SIGNS MONITORS | VITAL SIGNS MONITORS | Active | MSH | MSH | 15U | Obstetrical Suite (L&D) | L&D | Welch Allyn | 75ME | (21)100045020722 | 2022-06-13 |  | 2024-06-10 | WIFI, CSM, NIBP, Masimo, Suretemp, PLUGB - 75MT - $2800 Connex spot mobile work stand - 7000-MWS $380 (included in total price)
1064379 | VITAL SIGNS MONITORS | VITAL SIGNS MONITORS | VITAL SIGNS MONITORS | Active | MSH | MSH | 15U | Obstetrical Suite (L&D) | L&D | Welch Allyn | 75ME | (21)100045010722 | 2022-06-13 |  | 2024-06-10 | WIFI, CSM, NIBP, Masimo, Suretemp, PLUGB - 75MT - $2800 Connex spot mobile work stand - 7000-MWS $380 (included in total price)
1064382 | Smoke Evacuation Systems, Surgical, Mobile/Portable | Smoke Evacuation Systems | Smoke Evacuation Systems, Surgical, Mobile/Portable | Active | MSH | MSH | 15U | Obstetrical Suite (L&D) | BIomed | CONMED CORP | 60-8585-120 | 21180251 | 2022-06-14 |  |  | Spare Smoke Evac for L&D OR Free under consignment
1064383 | Thermometers, Electronic | Thermometers | Thermometers, Electronic | Active | MSH | MSH | 15U | Obstetrical Suite (L&D) | L&D | Welch Allyn | 692-Sure Temp Plus | (21)21463429 | 2022-06-14 |  | 2024-06-01
1064384 | Thermometers, Electronic | Thermometers | Thermometers, Electronic | Active | MSH | MSH | 15U | Obstetrical Suite (L&D) | L&D | Welch Allyn | 692-Sure Temp Plus | (21)22159361 | 2022-06-14 |  | 2024-06-01
1064385 | Thermometers, Electronic | Thermometers | Thermometers, Electronic | Active | MSH | MSH | 15U | Obstetrical Suite (L&D) | L&D | Welch Allyn | 692-Sure Temp Plus | (21)22093650 | 2022-06-14 |  | 2024-06-01
1064386 | Thermometers, Electronic | Thermometers | Thermometers, Electronic | Active | MSH | MSH | 15U | Obstetrical Suite (L&D) | L&D | Welch Allyn | 692-Sure Temp Plus | (21)21475678 | 2022-06-14 |  | 2024-06-01
1064387 | Thermometers, Electronic | Thermometers | Thermometers, Electronic | Active | MSH | MSH | 15U | Obstetrical Suite (L&D) | L&D | Welch Allyn | 692-Sure Temp Plus | (21)21463015 | 2022-06-14 |  | 2024-06-01
1064388 | Thermometers, Electronic | Thermometers | Thermometers, Electronic | Active | MSH | MSH | 15U | Obstetrical Suite (L&D) | L&D | Welch Allyn | 692-Sure Temp Plus | (21)21475699 | 2022-06-14 |  | 2024-06-01
1064389 | Thermometers, Electronic | Thermometers | Thermometers, Electronic | Active | MSH | MSH | 15U | Obstetrical Suite (L&D) | L&D | Welch Allyn | 692-Sure Temp Plus | (21)21475708 | 2022-06-14 |  | 2024-06-01
1064390 | Thermometers, Electronic | Thermometers | Thermometers, Electronic | Active | MSH | MSH | 15U | Obstetrical Suite (L&D) | L&D | Welch Allyn | 692-Sure Temp Plus | (21)22093660 | 2022-06-14 |  | 2024-06-01
1064391 | Thermometers, Electronic | Thermometers | Thermometers, Electronic | Active | MSH | MSH | 15U | Obstetrical Suite (L&D) | L&D | Welch Allyn | 692-Sure Temp Plus | (21)21475703 | 2022-06-14 |  | 2024-06-01
1064392 | Thermometers, Electronic | Thermometers | Thermometers, Electronic | Active | MSH | MSH | 15U | Obstetrical Suite (L&D) | L&D | Welch Allyn | 692-Sure Temp Plus | (21)21475663 | 2022-06-14 |  | 2024-06-01
1064398 | Ventilators, Transport | Ventilators | Ventilators, Transport | Active | MSH | MSH | 17U | NICU | 17 - University | Airon Corp | pNeuton-mini | 12243 | 2022-06-17 |  | 2023-06-01 | Part of MRI Incubator PM's by company contract every 2Years .
1064400 | Monitors, Physiologic | Monitors, Physiologic | Monitors, Physiologic, Patient Transport | Active | MSH | MSH | 15U | Resp Therapy (Anesthesia) | L&D OR | Philips Healthcare | 867030 - X3 | DE752M6596 | 2022-06-20 |  | 2023-01-19 | Monitors, Physiologic, Patient Transport with charging dock IntelliVue Dock SN: PL43600277 IBP cable - PO 7600035859 - Edwards Lifescience - $200 SpO2 accesories - PO 7600035692
1064401 | Electrosurgical Units | Electrosurgical Units | Electrosurgical Units | Active | MSH | MSH | 6 | Endoscopy | ENDO EMERG CART | ERBE MEDICAL INSTRUMENTS INC | VIO 3 | 11527995 | 2022-06-20 |  | 2023-06-21
1064402 | Electrosurgical Units | Electrosurgical Units | Electrosurgical Units | Active | MSH | MSH | 6 | Endoscopy | 6, ENDO Room#3 | ERBE MEDICAL INSTRUMENTS INC | VIO 3 | 11527999 | 2022-06-20 |  | 2023-06-20
1064403 | COAGULATORS, SONIC | COAGULATORS | COAGULATORS, SONIC | Active | MSH | MSH | 6 | Endoscopy | ENDO EMERG CART | ERBE MEDICAL INSTRUMENTS INC | APC3 | 11527525 | 2022-06-20 |  | 2023-06-21
1064404 | COAGULATORS, SONIC | COAGULATORS | COAGULATORS, SONIC | Active | MSH | MSH | 6 | Endoscopy | 6, ENDO Room#3 | ERBE MEDICAL INSTRUMENTS INC | APC3 | 11527526 | 2022-06-20 |  | 2023-06-20
1064405 | Thermometers, Electronic, Thermistor/Thermocouple, Patient | Thermometers | Thermometers, Electronic, Thermistor/Thermocouple, Patient | Active | MSH | MSH | 17U | NICU | NICU | Cardinal Health Canada Inc | Filac 3000 AD | A2060411X | 2019-08-14 | 249 | 2022-08-13 | Thermometers, Electronic
1064412 | Pillcam Desktop Software V9 - on MSH computer | Gastroscopes | Gastroscopes | Active | MSH | MSH | 4 | Endoscopy | 4 | Medtronic of Canada |  | FEEEDDC073 | 2022-06-22
1064413 | Pillcam Recorder DR3 - FGS-0347 | Gastroscopes | Gastroscopes | Active | MSH | MSH | 4 | Endoscopy | 4 | Medtronic of Canada |  | DR30823867 | 2022-06-22 |  | 2023-06-22
1064414 | Pillcam Recorder DR3 - FGS-0347 | Gastroscopes | Gastroscopes | Active | MSH | MSH | 4 | Endoscopy | 4 | Medtronic of Canada |  | DR30824156 | 2022-06-22 |  | 2023-06-22
1064418 | MR-Diagnostics Incubator | MR-Diagnostics Incubator | MR-Diagnostics Incubator | Active | MSH | MSH | 17U | NICU | NICU | LMT Lammers Medical Technology GmbH | LMT nomag IC 1.5 | 01871 | 2022-06-24 | 319385 | 2023-06-23 | Vendor contract paid for 5 years perform PM, BME - minor repairs Ventilator pNeuton mini MIPM Tesla Duo MRI Patient Monitor
1064419 | MR Physiological Monitor | MR Physiological Monitor | MR Physiological Monitor | Active | MSH | MSH | 17U | NICU | 17 - University | MIPM Mammendorfer Institut fuer Physik und Medizin GmbH | Tesla Duo | TDUO0907 | 2022-06-23 |  | 2023-06-30 | Part of MRI Incubator Asset # 1064418 Vendor contract paid for 5 years perform PM, BME - minor repairs
1064420 | ELECTROCARDIOGRAPHS, MULTI-CHANNEL | Electrocardiographs | Electrocardiographs, Multichannel | Active | MSH | MSH | 3 | Emergency | Emergency | Philips Healthcare | 860315 - TC70 | US62236284 | 2022-06-06 | 20001 | 2023-06-23 | Battery Li. Triton 16 lead PIM, s/n . Replaces . Prints 2 copies.
1064421 | ELECTROCARDIOGRAPHS, MULTI-CHANNEL | Electrocardiographs | Electrocardiographs, Multichannel | Active | MSH | MSH | 5 | ICU | ICU | Philips Healthcare | 860315 - TC70 | US62236286 | 2022-06-23 | 20001 | 2023-06-23 | Battery Li. Triton 16 lead PIM, s/n . Replaces . Prints 2 copies.
1064422 | ELECTROCARDIOGRAPHS, MULTI-CHANNEL | Electrocardiographs | Electrocardiographs, Multichannel | Active | MSH | MSH | 5 | ICU | ICU | Philips Healthcare | 860315 - TC70 | US62236285 | 2022-06-23 | 20001 | 2023-06-23 | Battery Li. Triton 16 lead PIM, s/n . Replaces . Prints 2 copies.
1064423 | Phototherapy Units, Visible Light, Hyperbilirubinemia | Phototherapy Units | Phototherapy Units, Visible Light, Hyperbilirubinemia | Active | MSH | MSH | 16M | Mother & Baby | 16th MBU | NATUS NEUROLOGY | Neoblue | 35065 | 2022-06-24 | 4067
1064425 | Tables, Examination/Treatment | Tables | Tables, Examination/Treatment | Active | MSH | OPG | 8th Floor | Women's Unit-OPG | 8th Floor | MIDMARK CORP | 630-010 | V1021867 | 2014-04-10 | 11569.0996 | 2015-04-10 | In exam room 4, OPG 8th floor Model is 625*395121
1064426 | Exam Light | Exam Light | Exam Light | Active | MSH | OPG | 8th Floor | Women's Unit-OPG | 8th Floor | Welch Allyn |  | Ref 48740 | 2022-06-24 |  |  | light fouind in OPG 8th floor storage room, no SN found.
1064427 | Stretchers | Stretchers | Stretchers | Active | MSH | OPG | 8th Floor | Women's Unit-OPG | 8th Floor | STRYKER CORP | 1115000030 | 2020006804614 | 2021-01-11 |  | 2022-01-11
1064439 | Tympanic Thermometer | Tympanic Thermometer | Tympanic Thermometer | Active | BH | BH | 2N | Bridgepoint | 2nd Floor - North Side | Cardinal Health Canada Inc | Genius 3 | 21721267 | 2022-06-28 | 249
1064440 | Tympanic Thermometer | Tympanic Thermometer | Tympanic Thermometer | Active | BH | BH | 2N | Bridgepoint | 2nd Floor - North Side | Cardinal Health Canada Inc | Genius 3 | N21721393 | 2022-06-28 | 249
1064441 | Tympanic Thermometer | Tympanic Thermometer | Tympanic Thermometer | Active | BH | BH | 2N | Bridgepoint | 2nd Floor - North Side | Cardinal Health Canada Inc | Genius 3 | N21729010 | 2022-06-28 | 249
1064442 | Tympanic Thermometer | Tympanic Thermometer | Tympanic Thermometer | Active | BH | BH | 2N | Bridgepoint | 2nd Floor - North Side | Cardinal Health Canada Inc | Genius 3 | N22019498 | 2022-06-28 | 249
1064443 | Tympanic Thermometer | Tympanic Thermometer | Tympanic Thermometer | Active | BH | BH | 2N | Bridgepoint | 2nd Floor - North Side | Cardinal Health Canada Inc | Genius 3 | N21722468 | 2022-06-28 | 249
1064444 | Tympanic Thermometer | Tympanic Thermometer | Tympanic Thermometer | Active | BH | BH | 2N | Bridgepoint | 2nd Floor - North Side | Cardinal Health Canada Inc | Genius 3 | N21720959 | 2022-06-28 | 249
1064457 | Scanning Systems, Ultrasonic | Scanning Systems | Scanning Systems, Ultrasonic | Active | MSH | MSH | 3 | Emergency | 3rd (Main) Floor | GE Healthcare | VENUE 40 | VGC006619 | 2022-07-06
1064458 | Scanning Systems, Ultrasonic | Scanning Systems | Scanning Systems, Ultrasonic | Active | MSH | MSH | 3 | Emergency | 3rd (Main) Floor | GE Healthcare | VENUE 40 | VGC06666 | 2022-07-06
1064476 | Pulse CO-Oximeter | Pulse CO-Oximeter | Pulse CO-Oximeter | Active | BH | BH | RT | Respiratory Therapy | Respiratory Therapy | MASIMO | Radical-7 | 1000117944 | 2020-04-29 | 2774 | 2021-04-29 | Free item included with Root purchase
1064477 | Pulse CO-Oximeter Dock | Pulse CO-Oximeter | Pulse CO-Oximeter | Active | BH | BH | RT | Respiratory Therapy | Respiratory Therapy | MASIMO | Radical-7 Dock | 290316 | 2014-09-09 | 2774 | 2015-09-26 | -Docking Stn. -P. O # Part of the Masimo Project
1064478 | Light Sources, Fiberoptic | Light Sources | Light Sources, Fiberoptic | Active | MSH | MSH | 15U | Obstetrical Suite (L&D) | L&D OR | Integra Canada ULC | 00MLX | 21J00MLX21328 | 2022-07-06 |  | 2025-07-04 | 3 year Integra Warranty MLX Floorstand PO 7202028701
1064479 | Light Sources, Fiberoptic | Light Sources | Light Sources, Fiberoptic | Active | MSH | MSH | 15U | Obstetrical Suite (L&D) | L&D OR | Integra Canada ULC | 00MLX | 21J00MLX21329 | 2022-07-06 |  | 2025-07-04 | 3 year Integra Warranty MLX Floorstand PO 7202028701
1064489 | Electrical Impedance Tomograph | Electrical Impedance Tomograph | Electrical Impedance Tomograph | Active | MSH | MSH | 5 | ICU | ICU | Draeger Medical Canada | PulmoVista 500 | ASPL-0053 | 2022-07-05 | 110000 | 2025-07-04 | Comes with a monitor Infinity C500, ref MK31500-15, s/n 460567042, ULC approved. Comes with Power Supply. SW 1.20 Extended warranty and service contract included, see attachment for details
1064493 | Warming Units, Patient, Forced-Air | Warming Units | Warming Units, Patient, Forced-Air | Active | MSH | MSH | 7 | SURGICAL SUITE (COMBINED WITH CYSTO) | OR | STRYKER CORP | MA1200-PM | 210935451 | 2022-07-14
1064495 | DEFIBRILLATOR/MONITORS | DEFIBRILLATOR/MONITORS | DEFIBRILLATOR/MONITORS | Active | MSH | MSH | 7 | PACU | PACU | ZOLL Canada | R-Series | AF22F155515 | 2022-07-15 |  | 2027-07-15 | Battery: AG20EAS6139, Leakage: 119.2 uA , Resistance: 77 mOhm
1064496 | Batteries, External Defibrillator | Batteries | Batteries, External Defibrillator | Active | MSH | MSH | 1 | Biomedical Engineering | Biomedical Engineering | ZOLL Canada | Sure Power - R Series | AG22CAS2299 | 2022-07-15
1064497 | Batteries, External Defibrillator | Batteries | Batteries, External Defibrillator | Active | MSH | MSH | 1 | Biomedical Engineering | Biomedical Engineering | ZOLL Canada | Sure Power - R Series | AG22CAS2305 | 2022-07-15
1064502 | Densitometers, Bone, Isotope, Dual-Photon Absorptiometry | Densitometers | Densitometers, Bone, Isotope, Dual-Photon Absorptiometry | Active | MSH | MSH | 6 | JDMI - Nuclear Medicine | MSH-6-201-16 | GE Healthcare | iDXA | 212762MA | 2022-07-22 | 83000 | 2006-01-01 | System ID= 41493 See attached pictures for all computer/xray serial numbers and model numbers.
1064507 | Laryngoscopes, Video | Laryngoscopes | Laryngoscopes, Video | Active | MSH | MSH | 5 | ICU | ICU | Verathon Medical | 0570-0404-GlideScope-Core 15' | CN220493 | 2022-07-22 |  | 2023-07-22 | See Attchment for list of Gluidscope attachments
1064508 | Laryngoscopes, Video | Laryngoscopes | Laryngoscopes, Video | Active | MSH | MSH | 5 | ICU | ICU | Verathon Medical | 0570-0404-GlideScope-Core 15' | CN220011 | 2022-07-22 |  | 2023-07-22 | See Attchment for list of Gluidscope attachments
1064509 | Laryngoscopes, Video | Laryngoscopes | Laryngoscopes, Video | Active | MSH | MSH | 5 | ICU | ICU | Verathon Medical | 0570-0404-GlideScope-Core 15' | CN220113 | 2022-07-22 |  | 2023-07-22 | See Attchment for list of Gluidscope attachments
1064511 | Electrosurgical Units | Electrosurgical Units | Electrosurgical Units | Active | MSH | MSH | 6 | Endoscopy | 6, ENDO room#1 | ERBE MEDICAL INSTRUMENTS INC | VIO 3 | 11527998 | 2022-06-20 |  | 2023-06-21
1064512 | COAGULATORS, SONIC | COAGULATORS | COAGULATORS, SONIC | Active | MSH | MSH | 6 | Endoscopy | 6, ENDO Room#1 | ERBE MEDICAL INSTRUMENTS INC | APC3 | 11527522 | 2022-06-20 |  | 2023-06-21
1064513 | Electrosurgical Units | Electrosurgical Units | Electrosurgical Units | Active | MSH | MSH | 6 | Endoscopy | 6, ENDO Room#4 | ERBE MEDICAL INSTRUMENTS INC | VIO 3 | 11527996 | 2022-06-20 |  | 2023-06-21
1064514 | COAGULATORS, SONIC | COAGULATORS | COAGULATORS, SONIC | Active | MSH | MSH | 6 | Endoscopy | 6, ENDO Room#4 | ERBE MEDICAL INSTRUMENTS INC | APC3 | 11527524 | 2022-06-20 |  | 2023-06-21
1064515 | Electrosurgical Units | Electrosurgical Units | Electrosurgical Units | Active | MSH | MSH | 6 | Endoscopy | 6, ENDO Room#2 | ERBE MEDICAL INSTRUMENTS INC | VIO 3 | 11527997 | 2022-06-20 |  | 2023-06-21
1064516 | COAGULATORS, SONIC | COAGULATORS | COAGULATORS, SONIC | Active | MSH | MSH | 6 | Endoscopy | 6, ENDO room#2 | ERBE MEDICAL INSTRUMENTS INC | APC3 | 11527523 | 2022-06-20 |  | 2023-06-21
1064550 | Breathing System | Anesthesia Units | Anesthesia Units | Active | MSH | MSH | 7 | Resp Therapy (Anesthesia) | OR | Draeger Medical Canada | Zeus IE | ASNK-0027 | 2021-03-01 |  | 2022-03-01 | Label #25 BREATHING SYSTEM ONLY SN Cover ASNJ-0021 Safety Valve ASNJ-0012
1064555 | Transducer, Fetal Monitoring | Transducer | Transducer, Fetal Monitoring | Active | MSH | MSH | 15U | Obstetrical Suite (L&D) | L&D | Philips Healthcare | M2736A | DE433H4716 | 2022-08-02 |  | 2023-07-29
1064556 | Transducer, Fetal Monitoring | Transducer | Transducer, Fetal Monitoring | Active | MSH | MSH | 15U | Obstetrical Suite (L&D) | L&D | Philips Healthcare | M2736A | DE433H7269 | 2022-08-02 |  | 2023-07-29
1064557 | Transducer, Fetal Monitoring | Transducer | Transducer, Fetal Monitoring | Active | MSH | MSH | 15U | Obstetrical Suite (L&D) | L&D | Philips Healthcare | M2736A | DE433H4773 | 2022-08-02 |  | 2023-07-29
1064558 | Transducer, Fetal Monitoring | Transducer | Transducer, Fetal Monitoring | Active | MSH | MSH | 15U | Obstetrical Suite (L&D) | L&D | Philips Healthcare | M2736A | DE433H4518 | 2022-08-02 |  | 2023-07-29
1064566 | Phototherapy Units, Visible Light, Hyperbilirubinemia | Phototherapy Units | Phototherapy Units, Visible Light, Hyperbilirubinemia | Active | MSH | MSH | 16M | Mother & Baby | 16th Floor - Murray Side | GE Healthcare | BiliSoft | HFAB60045 | 2022-08-03 | 4001 | 2015-08-19
1064572 | multimeter | multimeter | multimeter | Active | MSH | MSH | 1 | Biomedical Engineering | Biomed | FLUKE BIOMEDICAL | 87-III | 81600061 | 2022-08-09
1064583 | DEFIBRILLATOR/MONITORS | DEFIBRILLATOR/MONITORS | DEFIBRILLATOR/MONITORS | Active | MSH | MSH | 1 | Biomedical Engineering | BIOMED | ZOLL Canada | R-Series | AF22F155517 | 2022-07-15 |  | 2027-07-15 | Battery: AG20EAS6139, Leakage: 119.2 uA , Resistance: 77 mOhm
1064587 | Scanning Systems, Ultrasonic, Vascular | Scanning Systems | Scanning Systems, Ultrasonic, Vascular | Active | MSH | OPG | 3rd Floor | Women's Unit-OPG | OPG | NICOLET BIOMEDICAL INSTRUMENTS | Elite 200 | ECW0638 | 2022-08-12 | 616 | 2023-08-12 | Come with 8 MHz probe (SN CCW0459)
1064593 | Tables, Operating | Tables | Tables, Operating | Active | MSH | MSH | 15U | Obstetrical Suite (L&D) | L&D OR 2 | SKYTRON DIV KMW GROUP | 6702 Hercules | SUC-20147-0443 | 2018-09-25
1064599 | Detectors, Blood Flow, Ultrasonic | SH Detectors | Detectors, Blood Flow, Ultrasonic | Active | MSH | MSH | 5 | ICU | ICU | WALLACH SURGICAL DEVICES INC | L250 | 2022030134 | 2022-08-12 |  | 2024-08-12 | Vendor is Stat Medical 866.783.4076 On mobile roll stand 8 MHz probe SN: 2022020194
1064600 | Detectors, Blood Flow, Ultrasonic | SH Detectors | Detectors, Blood Flow, Ultrasonic | Active | MSH | MSH | 5 | ICU | ICU | WALLACH SURGICAL DEVICES INC | L250 | 2022030148 | 2022-08-12 |  | 2024-08-12 | Vendor is Stat Medical 866.783.4076 On mobile roll stand 8 MHz probe SN: 2022060191
1064601 | Detectors, Blood Flow, Ultrasonic | SH Detectors | Detectors, Blood Flow, Ultrasonic | Active | MSH | MSH | 5 | ICU | ICU | WALLACH SURGICAL DEVICES INC | L250 | 2022030149 | 2022-08-12 |  | 2024-08-12 | Vendor is Stat Medical 866.783.4076 On mobile roll stand 8 MHz probe SN: 2022060210
1064602 | Detectors, Blood Flow, Ultrasonic | SH Detectors | Detectors, Blood Flow, Ultrasonic | Active | MSH | MSH | 5 | ICU | ICU | WALLACH SURGICAL DEVICES INC | L250 | 2022030152 | 2022-08-12 |  | 2024-08-12 | Vendor is Stat Medical 866.783.4076 On mobile roll stand 8 MHz probe SN: 2022060206
1064603 | Detectors, Blood Flow, Ultrasonic | SH Detectors | Detectors, Blood Flow, Ultrasonic | Active | MSH | MSH | 5 | ICU | ICU | WALLACH SURGICAL DEVICES INC | L250 | 2022030153 | 2022-08-12 |  | 2024-08-12 | Vendor is Stat Medical 866.783.4076 On mobile roll stand 8 MHz probe SN: 2022070044
1064604 | Detectors, Blood Flow, Ultrasonic | SH Detectors | Detectors, Blood Flow, Ultrasonic | Active | MSH | MSH | 5 | ICU | ICU | WALLACH SURGICAL DEVICES INC | L250 | 2022030154 | 2022-08-12 |  | 2023-08-12 | Vendor is Stat Medical 866.783.4076 On mobile roll stand 8 MHz probe SN:
1064605 | Detectors, Blood Flow, Ultrasonic | SH Detectors | Detectors, Blood Flow, Ultrasonic | Active | MSH | MSH | 5 | ICU | ICU | WALLACH SURGICAL DEVICES INC | L250 | 2022030157 | 2022-08-12 |  | 2024-08-12 | Vendor is Stat Medical 866.783.4076 On mobile roll stand 8 MHz probe SN: 2022060198
1064606 | Detectors, Blood Flow, Ultrasonic | SH Detectors | Detectors, Blood Flow, Ultrasonic | Active | MSH | MSH | 5 | ICU | ICU | WALLACH SURGICAL DEVICES INC | L250 | 2022030162 | 2022-08-12 |  | 2024-08-12 | Vendor is Stat Medical 866.783.4076 On mobile roll stand 8 MHz probe SN: 2022060210
1064607 | Detectors, Blood Flow, Ultrasonic | SH Detectors | Detectors, Blood Flow, Ultrasonic | Active | MSH | MSH | 5 | ICU | ICU | WALLACH SURGICAL DEVICES INC | L250 | 2022030168 | 2022-08-12 |  | 2024-08-12 | Vendor is Stat Medical 866.783.4076 On mobile roll stand 8 MHz probe SN: 2022060199
1064609 | Detectors, Blood Flow, Ultrasonic | SH Detectors | Detectors, Blood Flow, Ultrasonic | Active | MSH | MSH | 5 | ICU | ICU | WALLACH SURGICAL DEVICES INC | L250 | 2022030188 | 2022-08-12 |  | 2024-08-12 | Vendor is Stat Medical 866.783.4076 On mobile roll stand 8 MHz probe SN: 2022060192
1064610 | Detectors, Blood Flow, Ultrasonic | SH Detectors | Detectors, Blood Flow, Ultrasonic | Active | MSH | MSH | 5 | ICU | ICU | WALLACH SURGICAL DEVICES INC | L250 | 2022030200 | 2022-08-12 |  | 2024-08-12 | Vendor is Stat Medical 866.783.4076 On mobile roll stand 8 MHz probe SN:
1064611 | Detectors, Blood Flow, Ultrasonic | SH Detectors | Detectors, Blood Flow, Ultrasonic | Active | MSH | MSH | 5 | ICU | ICU | WALLACH SURGICAL DEVICES INC | L250 | 2022030205 | 2022-08-12 |  | 2024-08-12 | Vendor is Stat Medical 866.783.4076 On mobile roll stand 8 MHz probe SN: 2022060193
1064612 | Detectors, Blood Flow, Ultrasonic | SH Detectors | Detectors, Blood Flow, Ultrasonic | Active | MSH | MSH | 5 | ICU | ICU | WALLACH SURGICAL DEVICES INC | L250 | 2022030210 | 2022-08-12 |  | 2024-08-12 | Vendor is Stat Medical 866.783.4076 On mobile roll stand 8 MHz probe SN: 2022060201
1064614 | Detectors, Blood Flow, Ultrasonic | SH Detectors | Detectors, Blood Flow, Ultrasonic | Active | MSH | MSH | 5 | ICU | ICU | WALLACH SURGICAL DEVICES INC | L250 | 2022030215 | 2022-08-12 |  | 2024-08-12 | Vendor is Stat Medical 866.783.4076 On mobile roll stand 8 MHz probe SN: 2022060207
1064615 | Detectors, Blood Flow, Ultrasonic | SH Detectors | Detectors, Blood Flow, Ultrasonic | Active | MSH | MSH | 5 | ICU | ICU | WALLACH SURGICAL DEVICES INC | L250 | 2022030220 | 2022-08-12 |  | 2024-08-12 | Vendor is Stat Medical 866.783.4076 On mobile roll stand 8 MHz probe SN: 2022060203
1064637 | Breathing System | Anesthesia Units | Anesthesia Units | Active | MSH | MSH | 15U | Resp Therapy (Anesthesia) | L&D OR | Draeger Medical Canada | Zeus IE | ASJC-0050 | 2021-03-01 |  |  | Label #25 BREATHING SYSTEM ONLY SN Cover ASNJ-0021 Safety Valve ASNJ-0012
1064641 | INFUSION PUMPS, GENERAL PURPOSE | INFUSION PUMPS | INFUSION PUMPS, GENERAL PURPOSE | Active | MSH | MSH | MSH | Biomedical Engineering | MSH-PC Unit | Alaris Medical Systems | 8015 - PCU | 16083796 | 2022-08-22 | 2100
1064642 | INFUSION PUMPS, GENERAL PURPOSE | INFUSION PUMPS | INFUSION PUMPS, GENERAL PURPOSE | Active | MSH | MSH | MSH | Biomedical Engineering | MSH-PC Unit | Alaris Medical Systems | 8015 - PCU | 16083369 | 2022-08-22 | 2100
1064643 | INFUSION PUMPS, GENERAL PURPOSE | INFUSION PUMPS | INFUSION PUMPS, GENERAL PURPOSE | Active | MSH | MSH | MSH | Biomedical Engineering | MSH-PC Unit | Alaris Medical Systems | 8015 - PCU | 16083372 | 2022-08-22 | 2100
1064644 | INFUSION PUMPS, GENERAL PURPOSE | INFUSION PUMPS | INFUSION PUMPS, GENERAL PURPOSE | Active | MSH | MSH | MSH | Biomedical Engineering | MSH-PC Unit | Alaris Medical Systems | 8015 - PCU | 16083375 | 2022-08-22 | 2100
1064645 | Infusion Pumps, Syringe | INFUSION PUMPS | Infusion Pumps, Syringe | Active | MSH | MSH | MSH | Biomedical Engineering |  | Alaris Medical Systems | 8110 - Syringe Module | 16056050 | 2022-08-22 | 2926
1064646 | Infusion Pumps, Syringe | INFUSION PUMPS | Infusion Pumps, Syringe | Active | MSH | MSH | MSH | Biomedical Engineering |  | Alaris Medical Systems | 8110 - Syringe Module | 16056046 | 2022-08-22 | 2926
1064647 | Infusion Pumps, Syringe | INFUSION PUMPS | Infusion Pumps, Syringe | Active | MSH | MSH | MSH | Biomedical Engineering |  | Alaris Medical Systems | 8110 - Syringe Module | 16056048 | 2022-08-22 | 2926
1064648 | Infusion Pumps, Syringe | INFUSION PUMPS | Infusion Pumps, Syringe | Active | MSH | MSH | MSH | Biomedical Engineering |  | Alaris Medical Systems | 8110 - Syringe Module | 16056051 | 2022-08-22 | 2926
1064649 | INFUSION PUMPS, GENERAL PURPOSE | INFUSION PUMPS | INFUSION PUMPS, GENERAL PURPOSE | Active | MSH | MSH | MSH | Biomedical Engineering | MSH-LVP | Alaris Medical Systems | 8100 - LVP Module | 16099478 | 2022-08-22 | 1200
1064650 | INFUSION PUMPS, GENERAL PURPOSE | INFUSION PUMPS | INFUSION PUMPS, GENERAL PURPOSE | Active | MSH | MSH | MSH | Biomedical Engineering | MSH-LVP | Alaris Medical Systems | 8100 - LVP Module | 16099613 | 2022-08-22 | 1200
1064651 | INFUSION PUMPS, GENERAL PURPOSE | INFUSION PUMPS | INFUSION PUMPS, GENERAL PURPOSE | Active | MSH | MSH | MSH | Biomedical Engineering | MSH-LVP | Alaris Medical Systems | 8100 - LVP Module | 16099602 | 2022-08-22 | 1200
1064652 | INFUSION PUMPS, GENERAL PURPOSE | INFUSION PUMPS | INFUSION PUMPS, GENERAL PURPOSE | Active | MSH | MSH | MSH | Biomedical Engineering | MSH-LVP | Alaris Medical Systems | 8100 - LVP Module | 16099568 | 2022-08-22 | 1200
1064666 | Electrosurgical Units, Monopolar/Bipolar | Electrosurgical Units | Electrosurgical Units, Monopolar/Bipolar | Active | MSH | MSH | 7 | SURGICAL SUITE (COMBINED WITH CYSTO) | OR 9 | CONMED CORP | 60-2450-120 | 20300009 | 2022-08-26 |  |  | 5 year warranty + 2 years optional extension Vendor contract, service and PM performed by Biomed. Vendor Info: CONMED LINVATEC CANADA 2330 MILLRACE COURT UNIT 5 MISSISSAUGA, ON L5N 1W2 CANADA PHONE: (905)814- 8900 FAX: (905)814-1245 EMAIL: EFTCanada@conmed.com VENDOR NO: 1003397
1064687 | Aspirators, Emergency | Aspirators | Aspirators, Emergency | Active | MSH | MSH | 6 | Endoscopy | ENDO | LAERDAL MEDICAL CORP | 78003020 | 78352092346 | 2022-09-01 | 1200 | 2027-10-17 | The device was arrived in SEP 1 2022 but will be implemented to the unit OCT 2022 due to on going construction ( P3A ) for mobing endo unit from 4th floor to 6th floor
1064688 | Thermometers, Electronic, Thermistor/Thermocouple, Patient | Thermometers | Thermometers, Electronic, Thermistor/Thermocouple, Patient | Active | MSH | MSH | 18 | Coronary Care Unit | CCU | Cardinal Health Canada Inc | Filac 3000 AD | A2064373X | 2022-09-01 | 297.05 | 2023-11-02 | Unit seems to have purchased this device around the end of 2018, but it was never properly received. I have entered today's date as the date of receipt.
1064691 | CONTROLLER,DISC | CONTROLLER | CONTROLLER,DISC | Active | MSH | MSH | 7 | SURGICAL SUITE (COMBINED WITH CYSTO) | OR 14 | OLYMPUS CORP MEDICAL INSTRUMENT DIV | OTV-S400 - VISERA 4K UHD | 7151145 | 2022-09-06
1064692 | Light Sources | Light Sources | Light Sources | Active | MSH | MSH | 7 | SURGICAL SUITE (COMBINED WITH CYSTO) | 7th Floor - OR | OLYMPUS CORP MEDICAL INSTRUMENT DIV | CLV-S400 | 7121124 | 2022-09-06
1064693 | Video Systems, Endoscopic | Video Systems | Video Systems, Endoscopic | Active | MSH | MSH | 7 | SURGICAL SUITE (COMBINED WITH CYSTO) | 7th Floor - OR | OLYMPUS CORP MEDICAL INSTRUMENT DIV | OTV-S400 - VISERA 4K UHD | 7151178 | 2022-09-06 |  | 2023-09-06 | Kept in OR 13, Moved to Traveling Cysto Monitor Cart (2024/10/04), See WO 209653
1064694 | Video Systems, Endoscopic | Video Systems | Video Systems, Endoscopic | Active | MSH | MSH | 7 | SURGICAL SUITE (COMBINED WITH CYSTO) | OR 10 | OLYMPUS CORP MEDICAL INSTRUMENT DIV | OTV-S400 - VISERA 4K UHD | 7151304 | 2022-09-06 |  | 2023-09-06 | Kept in OR 9
1064695 | Light Sources | Light Sources | Light Sources | Active | MSH | MSH | 7 | SURGICAL SUITE (COMBINED WITH CYSTO) | OR 13 | OLYMPUS CORP MEDICAL INSTRUMENT DIV | CLV-S400 | 7121123 | 2022-09-06 |  | 2023-09-06 | Kept in OR 13 Has an adaptor MAJ-1200
1064696 | Light Sources | Light Sources | Light Sources | Active | MSH | MSH | 7 | SURGICAL SUITE (COMBINED WITH CYSTO) | OR 10 | OLYMPUS CORP MEDICAL INSTRUMENT DIV | CLV-S400 | 7121045 | 2022-09-06 |  | 2023-09-06 | Kept in OR 9 Has an adaptor MAJ-1200
1064697 | Cameras, Video, Endoscope | Cameras | Cameras, Video, Endoscope | Active | MSH | MSH | 7 | SURGICAL SUITE (COMBINED WITH CYSTO) | 7th Floor | OLYMPUS CORP MEDICAL INSTRUMENT DIV | CH-S400-XZ-EA - 4K Camera Head | 72221407 | 2022-09-06 |  | 2023-09-06
1064698 | Cameras, Video, Endoscope | Cameras | Cameras, Video, Endoscope | Active | MSH | MSH | 7 | SURGICAL SUITE (COMBINED WITH CYSTO) | 7th Floor | OLYMPUS CORP MEDICAL INSTRUMENT DIV | CH-S400-XZ-EA - 4K Camera Head | 7121243 | 2022-09-06 |  | 2023-09-06
1064700 | Light Sources | Light Sources | Light Sources | Active | MSH | MSH | 7 | SURGICAL SUITE (COMBINED WITH CYSTO) | OR 8 | OLYMPUS CORP MEDICAL INSTRUMENT DIV | CLV-S400 | 7121035 | 2022-09-06
1064701 | Light Sources | Light Sources | Light Sources | Active | MSH | MSH | 7 | SURGICAL SUITE (COMBINED WITH CYSTO) | OR 14 | OLYMPUS CORP MEDICAL INSTRUMENT DIV | CLV-S400 | 7121121 | 2022-09-06
1064702 | Light Sources | Light Sources | Light Sources | Active | MSH | MSH | 7 | SURGICAL SUITE (COMBINED WITH CYSTO) | OR 11 | OLYMPUS CORP MEDICAL INSTRUMENT DIV | CLV-S400 | 7221172 | 2022-09-06
1064703 | Light Sources | Light Sources | Light Sources | Active | MSH | MSH | 7 | SURGICAL SUITE (COMBINED WITH CYSTO) | OR 15 | OLYMPUS CORP MEDICAL INSTRUMENT DIV | CLV-S400 | 7221174 | 2022-09-06
1064704 | Light Sources | Light Sources | Light Sources | Active | MSH | MSH | 7 | SURGICAL SUITE (COMBINED WITH CYSTO) | OR 9 | OLYMPUS CORP MEDICAL INSTRUMENT DIV | CLV-S400 | 7121036 | 2022-09-06
1064705 | Light Sources | Light Sources | Light Sources | Active | MSH | MSH | 7 | SURGICAL SUITE (COMBINED WITH CYSTO) | OR | OLYMPUS CORP MEDICAL INSTRUMENT DIV | CLV-190 - Evis Exera III | 7204433 | 2022-09-06
1064706 | Light Sources | Light Sources | Light Sources | Active | MSH | MSH | 7 | SURGICAL SUITE (COMBINED WITH CYSTO) | OR 16 | OLYMPUS CORP MEDICAL INSTRUMENT DIV | CLV-S400 | 7121037 | 2022-09-06
1064707 | CONTROLLER,DISC | CONTROLLER | CONTROLLER,DISC | Active | MSH | MSH | 7 | SURGICAL SUITE (COMBINED WITH CYSTO) | OR 8 | OLYMPUS CORP MEDICAL INSTRUMENT DIV | OTV-S400 - VISERA 4K UHD | 7151293 | 2022-09-06
1064708 | CONTROLLER,DISC | CONTROLLER | CONTROLLER,DISC | Active | MSH | MSH | 7 | SURGICAL SUITE (COMBINED WITH CYSTO) | OR 15 | OLYMPUS CORP MEDICAL INSTRUMENT DIV | OTV-S400 - VISERA 4K UHD | 7151139 | 2022-09-06
1064709 | CONTROLLER,DISC | CONTROLLER | CONTROLLER,DISC | Active | MSH | MSH | 7 | SURGICAL SUITE (COMBINED WITH CYSTO) | OR | OLYMPUS CORP MEDICAL INSTRUMENT DIV | OTV-S400 - VISERA 4K UHD | 7151123 | 2022-09-06
1064710 | CONTROLLER,DISC | CONTROLLER | CONTROLLER,DISC | Active | MSH | MSH | 7 | SURGICAL SUITE (COMBINED WITH CYSTO) | OR 9 | OLYMPUS CORP MEDICAL INSTRUMENT DIV | OTV-S400 - VISERA 4K UHD | 7151182 | 2022-09-06
1064711 | CONTROLLER,DISC | CONTROLLER | CONTROLLER,DISC | Active | MSH | MSH | 7 | SURGICAL SUITE (COMBINED WITH CYSTO) | OR 11 | OLYMPUS CORP MEDICAL INSTRUMENT DIV | OTV-S400 - VISERA 4K UHD | 7151130 | 2022-09-06
1064712 | CONTROLLER,DISC | CONTROLLER | CONTROLLER,DISC | Active | MSH | MSH | 7 | SURGICAL SUITE (COMBINED WITH CYSTO) | OR 16 | OLYMPUS CORP MEDICAL INSTRUMENT DIV | OTV-S400 - VISERA 4K UHD | 7151126 | 2022-09-06
1064713 | Video Systems Center | Video Systems | Video Systems | Active | MSH | MSH | 7 | SURGICAL SUITE (COMBINED WITH CYSTO) | OR 10 | OLYMPUS CORP MEDICAL INSTRUMENT DIV | OTV-S200 - VISERA ELITE II | 7243606 | 2022-09-06
1064714 | Video System Processor | Video Systems | Video Systems | Active | MSH | MSH | 7 | SURGICAL SUITE (COMBINED WITH CYSTO) | OR 14 | OLYMPUS CORP MEDICAL INSTRUMENT DIV | CV-190 - Evis Exera III | 7272613 | 2022-09-06
1064715 | Laryngoscopes, Flexible, Video | SH Laryngoscopes | Laryngoscopes, Flexible, Video | Active | MSH | MSH | 7 | SURGICAL SUITE (COMBINED WITH CYSTO) | OR | KARL STORZ Endoscopy Canada Ltd | C-MAC 8404ZX | PO1098 | 2022-09-08 |  | 2023-09-08
1064716 | Laryngoscopes, Flexible, Video | SH Laryngoscopes | Laryngoscopes, Flexible, Video | Active | MSH | MSH | 7 | SURGICAL SUITE (COMBINED WITH CYSTO) | OR | KARL STORZ Endoscopy Canada Ltd | C-MAC 8404ZX | PO1099 | 2022-09-08 |  | 2023-09-08
1064717 | Laryngoscopes, Flexible, Video | SH Laryngoscopes | Laryngoscopes, Flexible, Video | Active | MSH | MSH | 7 | SURGICAL SUITE (COMBINED WITH CYSTO) | OR | KARL STORZ Endoscopy Canada Ltd | C-MAC 8404ZX | TO1186 | 2022-09-08 |  | 2023-09-08
1064718 | Laryngoscopes, Flexible, Video | SH Laryngoscopes | Laryngoscopes, Flexible, Video | Active | MSH | MSH | 7 | SURGICAL SUITE (COMBINED WITH CYSTO) | OR | KARL STORZ Endoscopy Canada Ltd | C-MAC 8404ZX | TO1193 | 2022-09-08 |  | 2023-09-08
1064719 | Laryngoscopes, Flexible, Video | SH Laryngoscopes | Laryngoscopes, Flexible, Video | Active | MSH | MSH | 7 | SURGICAL SUITE (COMBINED WITH CYSTO) | OR | KARL STORZ Endoscopy Canada Ltd | C-MAC 8404ZX | UO1329 | 2022-09-08 |  | 2023-09-08
1064720 | Laryngoscopes, Flexible, Video | SH Laryngoscopes | Laryngoscopes, Flexible, Video | Active | MSH | MSH | 7 | SURGICAL SUITE (COMBINED WITH CYSTO) | OR | KARL STORZ Endoscopy Canada Ltd | C-MAC 8404ZX | UO1330 | 2022-09-08 |  | 2023-09-08
1064721 | Laryngoscopes, Flexible, Video | SH Laryngoscopes | Laryngoscopes, Flexible, Video | Active | MSH | MSH | 7 | SURGICAL SUITE (COMBINED WITH CYSTO) | OR | KARL STORZ Endoscopy Canada Ltd | C-MAC 8404ZX | UO1383 | 2022-09-08 |  | 2023-09-08
1064722 | Laryngoscopes, Flexible, Video | SH Laryngoscopes | Laryngoscopes, Flexible, Video | Active | MSH | MSH | 7 | SURGICAL SUITE (COMBINED WITH CYSTO) | OR | KARL STORZ Endoscopy Canada Ltd | C-MAC 8404ZX | UO1394 | 2022-09-08 |  | 2023-09-08
1064723 | Laryngoscopes, Flexible, Video | SH Laryngoscopes | Laryngoscopes, Flexible, Video | Active | MSH | MSH | 7 | SURGICAL SUITE (COMBINED WITH CYSTO) | OR | KARL STORZ Endoscopy Canada Ltd | C-MAC 8404ZX | UO1413 | 2022-09-08 |  | 2023-09-08
1064724 | Laryngoscopes, Flexible, Video | SH Laryngoscopes | Laryngoscopes, Flexible, Video | Active | MSH | MSH | 7 | SURGICAL SUITE (COMBINED WITH CYSTO) | OR | KARL STORZ Endoscopy Canada Ltd | C-MAC 8404ZX | UO1414 | 2022-09-08 |  | 2023-09-08
1064725 | Laryngoscopes, Flexible, Video | SH Laryngoscopes | Laryngoscopes, Flexible, Video | Active | MSH | MSH | 7 | SURGICAL SUITE (COMBINED WITH CYSTO) | OR | KARL STORZ Endoscopy Canada Ltd | C-MAC 8404ZX | UO1420 | 2022-09-08 |  | 2023-09-08
1064726 | Laryngoscopes, Flexible, Video | SH Laryngoscopes | Laryngoscopes, Flexible, Video | Active | MSH | MSH | 7 | SURGICAL SUITE (COMBINED WITH CYSTO) | OR | KARL STORZ Endoscopy Canada Ltd | C-MAC 8404ZX | UO1428 | 2022-09-08 |  | 2023-09-08
1064727 | Laryngoscopes, Flexible, Video | SH Laryngoscopes | Laryngoscopes, Flexible, Video | Active | MSH | MSH | 7 | SURGICAL SUITE (COMBINED WITH CYSTO) | OR | KARL STORZ Endoscopy Canada Ltd | C-MAC 8404ZX | UO1433 | 2022-09-08 |  | 2023-09-08
1064728 | Laryngoscopes, Flexible, Video | SH Laryngoscopes | Laryngoscopes, Flexible, Video | Active | MSH | MSH | 7 | SURGICAL SUITE (COMBINED WITH CYSTO) | OR | KARL STORZ Endoscopy Canada Ltd | C-MAC 8404ZX | UO1480 | 2022-09-08 |  | 2023-09-08
1064729 | Laryngoscopes, Flexible, Video | SH Laryngoscopes | Laryngoscopes, Flexible, Video | Active | MSH | MSH | 7 | SURGICAL SUITE (COMBINED WITH CYSTO) | OR | KARL STORZ Endoscopy Canada Ltd | C-MAC 8404ZX | UO1486 | 2022-09-08 |  | 2023-09-08
1064730 | Laryngoscopes, Flexible, Video | SH Laryngoscopes | Laryngoscopes, Flexible, Video | Active | MSH | MSH | 7 | SURGICAL SUITE (COMBINED WITH CYSTO) | OR | KARL STORZ Endoscopy Canada Ltd | C-MAC 8404ZX | UO1523 | 2022-09-08 |  | 2023-09-08
1064731 | CONTROLLER,DISC | CONTROLLER | CONTROLLER,DISC | Active | MSH | MSH | 7 | SURGICAL SUITE (COMBINED WITH CYSTO) | OR 3 | OLYMPUS CORP MEDICAL INSTRUMENT DIV | OTV-S400 - VISERA 4K UHD | 7151183 | 2022-09-06
1064732 | CONTROLLER,DISC | CONTROLLER | CONTROLLER,DISC | Active | MSH | MSH | 7 | SURGICAL SUITE (COMBINED WITH CYSTO) | OR 1 | OLYMPUS CORP MEDICAL INSTRUMENT DIV | OTV-S400 - VISERA 4K UHD | 7151179 | 2022-09-06
1064733 | Light Sources | Light Sources | Light Sources | Active | MSH | MSH | 7 | SURGICAL SUITE (COMBINED WITH CYSTO) | OR 3 | OLYMPUS CORP MEDICAL INSTRUMENT DIV | CLV-S400 | 7121055 | 2022-09-06
1064734 | Light Sources | Light Sources | Light Sources | Active | MSH | MSH | 7 | SURGICAL SUITE (COMBINED WITH CYSTO) | OR 1 | OLYMPUS CORP MEDICAL INSTRUMENT DIV | CLV-S400 | 7121054 | 2022-09-06
1064735 | Air-oxygen Blender | Air-oxygen Blender | Air-oxygen Blender | Active | MSH | MSH | 17U | Respiratory Therapy | NICU | Sechrist Industries | 3500HL - Air-Oxygen Mixer | H38751 | 1998-08-10 | 1001 | 1999-08-10
1064736 | Air-oxygen Blender | Air-oxygen Blender | Air-oxygen Blender | Active | MSH | MSH | 17U | Respiratory Therapy | NICU | Sechrist Industries | 3500HL - Air-Oxygen Mixer | H43754 | 1999-05-01 | 5001 | 2000-05-01 | RT Supported
1064743 | Monitors, Vital Signs | Monitors, Vital Signs | Monitors, Vital Signs | Active | BH | BH | 7S | Bridgepoint | 7th Floor - South Side | Welch Allyn | 74MT | 100008653122 | 2022-09-05 |  | 2020-02-15 | Cart/Trolley Serial Number: 100068995117 PO# 7201158210 $799.51
1064744 | Video Systems Center | Video Systems | Video Systems | Active | MSH | MSH | 7 | SURGICAL SUITE (COMBINED WITH CYSTO) | OR 17 | OLYMPUS CORP MEDICAL INSTRUMENT DIV | OTV-S200 - VISERA ELITE II | 7243603 | 2022-09-06
1064745 | Video Systems Center | Video Systems | Video Systems | Active | MSH | MSH | 7 | SURGICAL SUITE (COMBINED WITH CYSTO) | OR 9 | OLYMPUS CORP MEDICAL INSTRUMENT DIV | OTV-S200 - VISERA ELITE II | 7243605 | 2022-09-06
1064746 | Video Systems Center | Video Systems | Video Systems | Active | MSH | MSH | 7 | SURGICAL SUITE (COMBINED WITH CYSTO) | OR 15 | OLYMPUS CORP MEDICAL INSTRUMENT DIV | OTV-S200 - VISERA ELITE II | 7244024 | 2022-09-06
1064747 | Video Systems Center | Video Systems | Video Systems | Active | MSH | MSH | 7 | SURGICAL SUITE (COMBINED WITH CYSTO) | OR 18 | OLYMPUS CORP MEDICAL INSTRUMENT DIV | OTV-S200 - VISERA ELITE II | 7243993 | 2022-09-06
1064748 | Video Systems Center | Video Systems | Video Systems | Active | MSH | MSH | 7 | SURGICAL SUITE (COMBINED WITH CYSTO) | OR 11 | OLYMPUS CORP MEDICAL INSTRUMENT DIV | OTV-S200 - VISERA ELITE II | 7243607 | 2022-09-06
1064749 | Video Systems Center | Video Systems | Video Systems | Active | MSH | MSH | 7 | SURGICAL SUITE (COMBINED WITH CYSTO) | OR 16 | OLYMPUS CORP MEDICAL INSTRUMENT DIV | OTV-S200 - VISERA ELITE II | 7243604 | 2022-09-06
1064750 | Video Systems Center | Video Systems | Video Systems | Active | MSH | MSH | 7 | SURGICAL SUITE (COMBINED WITH CYSTO) | OR 13 | OLYMPUS CORP MEDICAL INSTRUMENT DIV | OTV-S200 - VISERA ELITE II | 7243802 | 2022-09-06 |  |  | Moved from Cysto Travelling Cart to OR13 Boom (2024/10/04)
1064752 | Video Systems, Endoscopic | Video Systems | Video Systems, Endoscopic | Active | MSH | MSH | 7 | SURGICAL SUITE (COMBINED WITH CYSTO) | OR | OLYMPUS CORP MEDICAL INSTRUMENT DIV | CV-190 - Evis Exera III | 7271606 | 2022-09-06
1064753 | Video Systems, Endoscopic | Video Systems | Video Systems, Endoscopic | Active | MSH | MSH | 7 | SURGICAL SUITE (COMBINED WITH CYSTO) | OR 10 | OLYMPUS CORP MEDICAL INSTRUMENT DIV | CV-190 - Evis Exera III | 7272039 | 2022-09-06
1064754 | Video Systems, Endoscopic | Video Systems | Video Systems, Endoscopic | Active | MSH | MSH | 7 | SURGICAL SUITE (COMBINED WITH CYSTO) | OR 3 | OLYMPUS CORP MEDICAL INSTRUMENT DIV | CV-190 - Evis Exera III | 7272300 | 2022-09-06
1064755 | Video Systems, Endoscopic | Video Systems | Video Systems, Endoscopic | Active | MSH | MSH | 7 | SURGICAL SUITE (COMBINED WITH CYSTO) | OR 8 | OLYMPUS CORP MEDICAL INSTRUMENT DIV | CV-190 - Evis Exera III | 7272595 | 2022-09-06
1064756 | Video Systems, Endoscopic | Video Systems | Video Systems, Endoscopic | Active | MSH | MSH | 7 | SURGICAL SUITE (COMBINED WITH CYSTO) | 7th Floor - OR | OLYMPUS CORP MEDICAL INSTRUMENT DIV | CV-190 - Evis Exera III | 7161461 | 2022-09-06
1064757 | Video Systems, Endoscopic | Video Systems | Video Systems, Endoscopic | Active | MSH | MSH | 7 | SURGICAL SUITE (COMBINED WITH CYSTO) | OR 13 | OLYMPUS CORP MEDICAL INSTRUMENT DIV | CV-190 - Evis Exera III | 7272091 | 2022-09-06
1064758 | Video Systems, Endoscopic | Video Systems | Video Systems, Endoscopic | Active | MSH | MSH | 7 | SURGICAL SUITE (COMBINED WITH CYSTO) | 7th Floor - OR | OLYMPUS CORP MEDICAL INSTRUMENT DIV | CV-190 - Evis Exera III | 7271599 | 2022-09-06
1064764 | Light Sources | Light Sources | Light Sources | Active | MSH | MSH | 7 | SURGICAL SUITE (COMBINED WITH CYSTO) | OR 8 | OLYMPUS CORP MEDICAL INSTRUMENT DIV | CLV-190 - Evis Exera III | 7204441 | 2022-09-06
1064765 | Light Sources | Light Sources | Light Sources | Active | MSH | MSH | 7 | SURGICAL SUITE (COMBINED WITH CYSTO) | OR 3 | OLYMPUS CORP MEDICAL INSTRUMENT DIV | CLV-190 - Evis Exera III | 7205078 | 2022-09-06
1064766 | Light Sources | Light Sources | Light Sources | Active | MSH | MSH | 7 | SURGICAL SUITE (COMBINED WITH CYSTO) | 7th Floor - OR | OLYMPUS CORP MEDICAL INSTRUMENT DIV | CLV-190 - Evis Exera III | 7205077 | 2022-09-06
1064767 | Light Sources | Light Sources | Light Sources | Active | MSH | MSH | 7 | SURGICAL SUITE (COMBINED WITH CYSTO) | OR 13 | OLYMPUS CORP MEDICAL INSTRUMENT DIV | CLV-190 - Evis Exera III | 7205074 | 2022-09-06
1064768 | Light Sources | Light Sources | Light Sources | Active | MSH | MSH | 7 | SURGICAL SUITE (COMBINED WITH CYSTO) | 7th Floor - OR | OLYMPUS CORP MEDICAL INSTRUMENT DIV | CLV-190 - Evis Exera III | 7205076 | 2022-09-06
1064769 | Light Sources | Light Sources | Light Sources | Active | MSH | MSH | 7 | SURGICAL SUITE (COMBINED WITH CYSTO) | OR | OLYMPUS CORP MEDICAL INSTRUMENT DIV | CLV-190 - Evis Exera III | 7204802 | 2022-09-06
1064770 | Light Sources | Light Sources | Light Sources | Active | MSH | MSH | 7 | SURGICAL SUITE (COMBINED WITH CYSTO) | 7th Floor - OR | OLYMPUS CORP MEDICAL INSTRUMENT DIV | CLV-190 - Evis Exera III | 7205072 | 2022-09-06
1064771 | Insufflators | Insufflators | Insufflators | Active | MSH | MSH | 7 | SURGICAL SUITE (COMBINED WITH CYSTO) | OR 8 | OLYMPUS CORP MEDICAL INSTRUMENT DIV | UHI-4 | 7262013 | 2022-09-06 |  |  | Moved from mobile cart to OR 8 Boom 01/2023
1064772 | Insufflators | Insufflators | Insufflators | Active | MSH | MSH | 7 | SURGICAL SUITE (COMBINED WITH CYSTO) | 7th Floor - OR | OLYMPUS CORP MEDICAL INSTRUMENT DIV | UHI-4 | 7261999 | 2022-09-06
1064773 | Insufflators | Insufflators | Insufflators | Active | MSH | MSH | 7 | SURGICAL SUITE (COMBINED WITH CYSTO) | OR 15 | OLYMPUS CORP MEDICAL INSTRUMENT DIV | UHI-4 | 7262010 | 2022-09-06
1064787 | MONITOR | Monitor | MONITOR | Active | MSH | MSH | 7 | SURGICAL SUITE (COMBINED WITH CYSTO) | 7th Floor - OR | NDS Surgical Imaging LLC A Novanta Co | Radiance Ultra - IS2027RU | 22-375404 | 2022-09-06
1064788 | MONITOR | Monitor | MONITOR | Active | MSH | MSH | 7 | SURGICAL SUITE (COMBINED WITH CYSTO) | OR | NDS Surgical Imaging LLC A Novanta Co | Radiance Ultra - IS2027RU | 21-374118 | 2022-09-06
1064789 | MONITOR,CRT DISPLAY | Monitor | MONITOR,CRT DISPLAY | Active | MSH | MSH | 7 | SURGICAL SUITE (COMBINED WITH CYSTO) | OR | OLYMPUS CORP MEDICAL INSTRUMENT DIV | LMD-X310ST | 8003405 | 2022-09-06
1064793 | Ophthalmoscope/Otoscopes | Ophthalmoscope/Otoscopes | Ophthalmoscope/Otoscopes | Active | MSH | MSH | 3 | Emergency | ED West | Amico | DS-UDM-2 | DS13377II | 2022-09-19 |  | 2028-01-01 | Replacing defective asset#1057942 Warranty 7 years for diagnostic station, 3 years for instrument heads
1064796 | Ophthalmoscope/Otoscopes | Ophthalmoscope/Otoscopes | Ophthalmoscope/Otoscopes | Active | MSH | MSH | 3 | Emergency | ED West | Amico | DS-UDM-2 | DS13378II | 2022-09-19 |  | 2028-01-01 | Replacing defective asset#1057930 Warranty 7 years for diagnostic station, 3 years for instrument heads
1064797 | Breathing System | Anesthesia Units | Anesthesia Units | Active | MSH | MSH | 7 | Resp Therapy (Anesthesia) | OR | Draeger Medical Canada | Zeus IE | ASHN-0001 | 2016-05-30 |  |  | BREATHING SYSTEM ONLY, device labelled #33. SN Cover ASHB-0214 Safety Valve ASHN-0047
1064810 | Monitors, Physiologic, Patient Transport | Monitors, Physiologic | Monitors, Physiologic, Patient Transport | Active | MSH | MSH | 5 | ICU | 5 | Philips Healthcare | 867030 - X3 | DE752R6345 | 2022-09-16 |  | 2023-09-16
1064811 | Monitors, Physiologic, Patient Transport | Monitors, Physiologic | Monitors, Physiologic, Patient Transport | Active | MSH | MSH | 5 | ICU | 5 | Philips Healthcare | 867030 - X3 | DE752R6346 | 2022-09-16 |  | 2023-09-16
1064812 | Monitors, Physiologic, Patient Transport | Monitors, Physiologic | Monitors, Physiologic, Patient Transport | Active | MSH | MSH | 5 | ICU | 5 | Philips Healthcare | 867030 - X3 | DE752R6347 | 2022-09-16 |  | 2023-09-16
1064813 | Monitors, Physiologic, Patient Transport | Monitors, Physiologic | Monitors, Physiologic, Patient Transport | Active | MSH | MSH | 5 | ICU | 5 | Philips Healthcare | 867030 - X3 | DE752R6363 | 2022-09-16 |  | 2023-09-16
1064814 | Monitors, Physiologic, Patient Transport | Monitors, Physiologic | Monitors, Physiologic, Patient Transport | Active | MSH | MSH | 5 | ICU | 5 | Philips Healthcare | 867030 - X3 | DE752R6596 | 2022-09-16 |  | 2023-09-16
1064815 | Monitors, Physiologic, Patient Transport | Monitors, Physiologic | Monitors, Physiologic, Patient Transport | Active | MSH | MSH | 5 | ICU | 5 | Philips Healthcare | 867030 - X3 | DE752R6597 | 2022-09-16 |  | 2023-09-16
1064816 | Monitors, Physiologic, Patient Transport | Monitors, Physiologic | Monitors, Physiologic, Patient Transport | Active | MSH | MSH | 5 | ICU | 5 | Philips Healthcare | 867030 - X3 | DE752R6600 | 2022-09-16 |  | 2023-09-16
1064817 | Monitors, Physiologic, Patient Transport | Monitors, Physiologic | Monitors, Physiologic, Patient Transport | Active | MSH | MSH | 5 | ICU | 5 | Philips Healthcare | 867030 - X3 | DE752R7084 | 2022-09-16 |  | 2023-09-16
1064818 | Monitors, Physiologic, Patient Transport | Monitors, Physiologic | Monitors, Physiologic, Patient Transport | Active | MSH | MSH | 5 | ICU | 5 | Philips Healthcare | 867030 - X3 | DE752R7087 | 2022-09-16 |  | 2023-09-16
1064819 | Monitors, Physiologic, Patient Transport | Monitors, Physiologic | Monitors, Physiologic, Patient Transport | Active | MSH | MSH | 5 | ICU | 5 | Philips Healthcare | 867030 - X3 | DE752R7088 | 2022-09-16 |  | 2023-09-16
1064820 | Monitors, Physiologic, Patient Transport | Monitors, Physiologic | Monitors, Physiologic, Patient Transport | Active | MSH | MSH | 5 | ICU | 5 | Philips Healthcare | 867030 - X3 | DE752R7089 | 2022-09-16 |  | 2023-09-16
1064821 | Monitors, Physiologic, Patient Transport | Monitors, Physiologic | Monitors, Physiologic, Patient Transport | Active | MSH | MSH | 5 | ICU | 5 | Philips Healthcare | 867030 - X3 | DE752R7093 | 2022-09-16 |  | 2023-09-16
1064822 | Monitors, Physiologic, Patient Transport | Monitors, Physiologic | Monitors, Physiologic, Patient Transport | Active | MSH | MSH | 5 | ICU | 5 | Philips Healthcare | 867030 - X3 | DE752R7095 | 2022-09-16 |  | 2023-09-16
1064823 | Monitors, Physiologic, Patient Transport | Monitors, Physiologic | Monitors, Physiologic, Patient Transport | Active | MSH | MSH | 5 | ICU | 5 | Philips Healthcare | 867030 - X3 | DE752R7097 | 2022-09-16 |  | 2023-09-16
1064824 | Monitors, Physiologic, Patient Transport | Monitors, Physiologic | Monitors, Physiologic, Patient Transport | Active | MSH | MSH | 5 | ICU | 5 | Philips Healthcare | 867030 - X3 | DE752R7098 | 2022-09-16 |  | 2023-09-16
1064825 | Monitors, Physiologic, Patient Transport | Monitors, Physiologic | Monitors, Physiologic, Patient Transport | Active | MSH | MSH | 5 | ICU | 5 | Philips Healthcare | 867030 - X3 | DE752R7099 | 2022-09-16 |  | 2023-09-16
1064826 | Monitors, Physiologic, Patient Transport | Monitors, Physiologic | Monitors, Physiologic, Patient Transport | Active | MSH | MSH | 5 | ICU | 5 | Philips Healthcare | 867030 - X3 | DE752R7100 | 2022-09-16 |  | 2023-09-16
1064827 | Monitors, Physiologic, Patient Transport | Monitors, Physiologic | Monitors, Physiologic, Patient Transport | Active | MSH | MSH | 5 | ICU | 5 | Philips Healthcare | 867030 - X3 | DE752R7103 | 2022-09-16 |  | 2023-09-16
1064828 | Monitors, Physiologic, Patient Transport | Monitors, Physiologic | Monitors, Physiologic, Patient Transport | Active | MSH | MSH | 5 | ICU | 5 | Philips Healthcare | 867030 - X3 | DE752R7105 | 2022-09-16 |  | 2023-09-16
1064829 | Monitors, Physiologic, Patient Transport | Monitors, Physiologic | Monitors, Physiologic, Patient Transport | Active | MSH | MSH | 5 | ICU | 5 | Philips Healthcare | 867030 - X3 | DE752R7136 | 2022-09-16 |  | 2023-09-16
1064830 | Monitors, Physiologic, Patient Transport | Monitors, Physiologic | Monitors, Physiologic, Patient Transport | Active | MSH | MSH | 5 | ICU | 5 | Philips Healthcare | 867030 - X3 | DE752R7140 | 2022-09-16 |  | 2023-09-16
1064831 | Monitors, Physiologic, Patient Transport | Monitors, Physiologic | Monitors, Physiologic, Patient Transport | Active | MSH | MSH | 5 | ICU | 5 | Philips Healthcare | 867030 - X3 | DE752R7156 | 2022-09-16 |  | 2023-09-16
1064832 | Monitors, Physiologic, Patient Transport | Monitors, Physiologic | Monitors, Physiologic, Patient Transport | Active | MSH | MSH | 5 | ICU | 5 | Philips Healthcare | 867030 - X3 | DE752R7157 | 2022-09-16 |  | 2023-09-16
1064833 | Monitors, Physiologic, Patient Transport | Monitors, Physiologic | Monitors, Physiologic, Patient Transport | Active | MSH | MSH | 5 | ICU | 5 | Philips Healthcare | 867030 - X3 | DE752R7159 | 2022-09-16 |  | 2023-09-16
1064834 | Monitors, Physiologic, Patient Transport | Monitors, Physiologic | Monitors, Physiologic, Patient Transport | Active | MSH | MSH | 5 | ICU | 5 | Philips Healthcare | 867030 - X3 | DE752R7161 | 2022-09-16 |  | 2023-09-16
1064835 | Monitors, Physiologic, Patient Transport | Monitors, Physiologic | Monitors, Physiologic, Patient Transport | Active | MSH | MSH | 5 | ICU | 5 | Philips Healthcare | 867030 - X3 | DE752R7163 | 2022-09-16 |  | 2023-09-16
1064836 | Monitors, Physiologic, Patient Transport | Monitors, Physiologic | Monitors, Physiologic, Patient Transport | Active | MSH | MSH | 5 | ICU | 5 | Philips Healthcare | 867030 - X3 | DE752R7164 | 2022-09-16 |  | 2023-09-16
1064837 | Monitors, Physiologic, Patient Transport | Monitors, Physiologic | Monitors, Physiologic, Patient Transport | Active | MSH | MSH | 5 | ICU | 5 | Philips Healthcare | 867030 - X3 | DE752R7171 | 2022-09-16 |  | 2023-09-16
1064838 | Monitors, Physiologic, Patient Transport | Monitors, Physiologic | Monitors, Physiologic, Patient Transport | Active | MSH | MSH | 5 | ICU | 5 | Philips Healthcare | 867030 - X3 | DE752R7185 | 2022-09-16 |  | 2023-09-16
1064839 | Monitors, Physiologic, Patient Transport | Monitors, Physiologic | Monitors, Physiologic, Patient Transport | Active | MSH | MSH | 5 | ICU | 5 | Philips Healthcare | 867030 - X3 | DE752R7204 | 2022-09-16 |  | 2023-09-16
1064840 | Monitors, Physiologic, Patient Transport | Monitors, Physiologic | Monitors, Physiologic, Patient Transport | Active | MSH | MSH | 5 | ICU | 5 | Philips Healthcare | 867030 - X3 | DE752R7205 | 2022-09-16 |  | 2023-09-16
1064841 | Monitors, Physiologic, Patient Transport | Monitors, Physiologic | Monitors, Physiologic, Patient Transport | Active | MSH | MSH | 5 | ICU | 5 | Philips Healthcare | 867030 - X3 | DE752R7206 | 2022-09-16 |  | 2023-09-16
1064842 | Monitors, Physiologic, Patient Transport | Monitors, Physiologic | Monitors, Physiologic, Patient Transport | Active | MSH | MSH | 5 | ICU | 5 | Philips Healthcare | 867030 - X3 | DE752R7208 | 2022-09-16 |  | 2023-09-16
1064843 | Monitors, Physiologic, Patient Transport | Monitors, Physiologic | Monitors, Physiologic, Patient Transport | Active | MSH | MSH | 5 | ICU | 5 | Philips Healthcare | 867030 - X3 | DE752R7209 | 2022-09-16 |  | 2023-09-16
1064844 | Monitors, Physiologic, Patient Transport | Monitors, Physiologic | Monitors, Physiologic, Patient Transport | Active | MSH | MSH | 5 | ICU | 5 | Philips Healthcare | 867030 - X3 | DE752R7213 | 2022-09-16 |  | 2023-09-16
1064845 | Monitors, Physiologic, Patient Transport | Monitors, Physiologic | Monitors, Physiologic, Patient Transport | Active | MSH | MSH | 5 | ICU | 5 | Philips Healthcare | 867030 - X3 | DE752R7214 | 2022-09-16 |  | 2023-09-16
1064846 | Monitors, Physiologic, Patient Transport | Monitors, Physiologic | Monitors, Physiologic, Patient Transport | Active | MSH | MSH | 5 | ICU | 5 | Philips Healthcare | 867030 - X3 | DE752R7215 | 2022-09-16 |  | 2023-09-16
1064847 | Monitors, Physiologic, Patient Transport | Monitors, Physiologic | Monitors, Physiologic, Patient Transport | Active | MSH | MSH | 5 | ICU | 5 | Philips Healthcare | 867030 - X3 | DE752R7232 | 2022-09-16 |  | 2023-09-16
1064848 | Monitors, Physiologic, Patient Transport | Monitors, Physiologic | Monitors, Physiologic, Patient Transport | Active | MSH | MSH | 5 | ICU | 5 | Philips Healthcare | 867030 - X3 | DE752R7233 | 2022-09-16 |  | 2023-09-16
1064849 | Monitors, Physiologic, Patient Transport | Monitors, Physiologic | Monitors, Physiologic, Patient Transport | Active | MSH | MSH | 5 | ICU | 5 | Philips Healthcare | 867030 - X3 | DE752R7253 | 2022-09-16 |  | 2023-09-16
1064850 | Monitors, Physiologic, Patient Transport | Monitors, Physiologic | Monitors, Physiologic, Patient Transport | Active | MSH | MSH | 5 | ICU | 5 | Philips Healthcare | 867030 - X3 | DE752R7273 | 2022-09-16 |  | 2023-09-16
1064851 | Breathing System | Anesthesia Units | Anesthesia Units | Active | MSH | MSH | 15U | Resp Therapy (Anesthesia) | L&D | Draeger Medical Canada | Zeus IE | ASJC-0002 | 2016-06-23 | 119000 | 2017-06-23 | Breathing System block
1064852 | Scalers, Dental, Ultrasonic | Scalers | Scalers, Dental, Ultrasonic | Active | MSH | MSH | 4 | Dental Clinic | Dentistry | CAULK DENTSPLY | Cavitron Plus GEN_-131 | G136-107529 | 2022-07-01 | 1736.21 |  | Service is done by the vendor. Not supported by Biomed. Asset tagged and input in TMS for inventory purposes only.
1064853 | Dental Hand Instruments, Endodontic | Dental Hand Instruments | Dental Hand Instruments, Endodontic | Active | MSH | MSH | 4 | Dental Clinic | Dentistry | SybronEndo | System B Model 1005 | 15-65552 | 2022-09-26 |  |  | Purchased by Dina (Dentistry). Asset tagged and input in TMS for inventory purposes only. Service and parts are requested through the vendor.
1064858 | Injectors, Contrast Media | Injectors | Injectors, Contrast Media | Active | MSH | MSH | 5 | JDMI - Angio/Interventional | MSH-5-506 (Angio2) | Bayer | Arterion 7 | 60765209 207622 | 2022-09-01 |  |  | Serial No. for Control box in the equipment room: 60765209 207622 Injector Head S/N: 86410087 104478 Serial No. for Display Console: 86410060 101510
1064866 | Vein Finders | Vein Finders | Vein Finders | Active | MSH | MSH | 5 | ICU | ICU | Nipro Corp | IP ECHO - FSY-217 | JH01012 | 2022-09-28 |  | 2023-09-28
1064867 | Vein Finders | Vein Finders | Vein Finders | Active | MSH | MSH | 5 | ICU | ICU | Nipro Corp | IP ECHO - FSY-217 | JH01013 | 2022-09-28 |  | 2023-09-28
1064868 | Vein Finders | Vein Finders | Vein Finders | Active | MSH | MSH | 5 | ICU | ICU | Nipro Corp | IP ECHO - FSY-217 | JH01014 | 2022-09-28 |  | 2023-09-28
1064893 | Aspirator, Emergency | Aspirators | Aspirators, Emergency | Active | MSH | MSH | 3 | Emergency | Emergency | LAERDAL MEDICAL CORP | 78003020 | 78382093654 | 2022-09-16 | 1200 | 2027-09-16
1064894 | Aspirator, Emergency | Aspirators | Aspirators, Emergency | Active | MSH | MSH | 3 | Emergency | Emergency | LAERDAL MEDICAL CORP | 78003020 | 78392093972 | 2022-09-16 | 1200 | 2027-09-16
1064917 | Warming Units, Blanket | Warming Units | Warming Units, Blanket | Active | MSH | MSH | 15U | Obstetrical Suite (L&D) | L&D OR | Augustine Surgical Inc | HotDog-WC77 | 22040066 | 2022-10-07 |  | 2025-10-07 | Vendor: Stealth Medical 1585 Britannia Rd E. Suite F12 Mississauga, ON L4W 2M4 Phone 416-562-7242 Sales@stealthmed.com 2-year warranty on mattresses 3-year warranty/repairs for unit
1064919 | Warming Units, Blanket | Warming Units | Warming Units, Blanket | Active | MSH | MSH | 15U | Obstetrical Suite (L&D) | L&D OR | Augustine Surgical Inc | HotDog-WC77 | 22040067 | 2022-10-07 |  | 2025-10-07 | Vendor: Stealth Medical 1585 Britannia Rd E. Suite F12 Mississauga, ON L4W 2M4 Phone 416-562-7242 Sales@stealthmed.com 2-year warranty on mattresses 3-year warranty/repairs for unit
1064920 | Warming Units, Blanket | Warming Units | Warming Units, Blanket | Active | MSH | MSH | 15U | Obstetrical Suite (L&D) | L&D OR | Augustine Surgical Inc | HotDog-WC77 | 22040068 | 2022-10-07 |  | 2025-10-07 | Vendor: Stealth Medical 1585 Britannia Rd E. Suite F12 Mississauga, ON L4W 2M4 Phone 416-562-7242 Sales@stealthmed.com 2-year warranty on mattresses 3-year warranty/repairs for unit
1064921 | Warming Units, Blanket | Warming Units | Warming Units, Blanket | Active | MSH | MSH | 15U | Obstetrical Suite (L&D) | L&D OR | Augustine Surgical Inc | HotDog-WC77 | 22040069 | 2022-10-07 |  | 2025-10-07 | Vendor: Stealth Medical 1585 Britannia Rd E. Suite F12 Mississauga, ON L4W 2M4 Phone 416-562-7242 Sales@stealthmed.com 2-year warranty on mattresses 3-year warranty/repairs for unit
1064922 | Warming Units, Blanket | Warming Units | Warming Units, Blanket | Active | MSH | MSH | 15U | Obstetrical Suite (L&D) | L&D OR | Augustine Surgical Inc | HotDog-WC77 | 22040070 | 2022-10-07 |  | 2025-10-07 | Vendor: Stealth Medical 1585 Britannia Rd E. Suite F12 Mississauga, ON L4W 2M4 Phone 416-562-7242 Sales@stealthmed.com 2-year warranty on mattresses 3-year warranty/repairs for unit
1064926 | Insufflators | Insufflators | Insufflators | Active | MSH | MSH | 7 | SURGICAL SUITE (COMBINED WITH CYSTO) | OR | Lexion Medical LLC | AP50/30 Lexion Medical - 4100 | 10230 | 2022-10-07
1064927 | Insufflators | Insufflators | Insufflators | Active | MSH | MSH | 7 | SURGICAL SUITE (COMBINED WITH CYSTO) | OR | Lexion Medical LLC | AP50/30 Lexion Medical - 4100 | 10252 | 2022-10-07
1064928 | Monitors, Vital Signs | Monitors, Vital Signs | Monitors, Vital Signs | Active | BH | BH | 9N | Bridgepoint | 9th Floor - North Side | Welch Allyn | 74MT | 1 | 2022-09-05 |  | 2020-02-15 | Cart/Trolley Serial Number: 100068995117 PO# 7201158210 $799.51
1064929 | Monitors, Vital Signs | Monitors, Vital Signs | Monitors, Vital Signs | Active | BH | BH | 9N | Bridgepoint | 9th Floor - North Side | Welch Allyn | 74MT | 5 | 2022-09-05 |  | 2020-02-15 | Cart/Trolley Serial Number: 100068995117 PO# 7201158210 $799.51
1064931 | Obturators | Obturators | Obturators | Active | MSH | MSH | 4 | Dental Clinic | Dentistry | Young Innovations Inc | Obtura III Max System - OS823-800 | 44771 | 2022-10-12 |  |  | Device is added to TMS for inventory purposes only. Asset tagged the device and it is not supported by the biomedical engineering dept.
1064939 | Light Sources | Light Sources | Light Sources | Active | MSH | MSH | 7 | Endoscopy | OR | OLYMPUS CORP MEDICAL INSTRUMENT DIV | CLV-190 - Evis Exera III | 7205453 | 2022-09-06 |  | 2023-10-17
1064940 | Video Systems, Endoscopic | Video Systems | Video Systems, Endoscopic | Active | MSH | MSH | 5 | Endoscopy | 5 - Bronchoscopy Room | OLYMPUS CORP MEDICAL INSTRUMENT DIV | CV-190 - Evis Exera III | 7272725 | 2022-09-06 |  | 2023-10-17
1064941 | ENDOSCOPE POSITION DETECTING UNIT | ENDOSCOPE POSITION DETECTING UNIT | ENDOSCOPE POSITION DETECTING UNIT | Active | MSH | MSH | 6 | Endoscopy | 6th Floor, ENDO room#2 | OLYMPUS CORP MEDICAL INSTRUMENT DIV | UPD-3 | 7255561 | 2021-05-27 |  | 2023-10-17 | Unit consists of UPD-3 KIT with (MAJ-1898, MAJ-1948)
1064942 | CO2 Regulation Unit | CO2 Regulation Unit | CO2 Regulation Unit | Active | MSH | MSH | 5 | Endoscopy | 5 - Bronchoscopy Room | OLYMPUS CORP MEDICAL INSTRUMENT DIV | UCR | 7259785 | 2020-02-20 |  | 2023-10-17
1064943 | Access Point | Network Equipment | Access Point | Active | MSH | MSH | 18 | Biomedical Engineering | 18th Floor | Philips Healthcare | ITS4852A | US22207720 | 2020-06-01 | 1180 | 2021-10-28 | Telemetry Wireless System. AP18-04
1064944 | Access Point | Network Equipment | Access Point | Active | MSH | MSH | 18 | Biomedical Engineering | 18th Floor | Philips Healthcare | ITS4852A | US22207726 | 2020-06-01 | 1180 | 2021-10-28 | Telemetry Wireless System. AP18-02
1064945 | Access Point | Network Equipment | Access Point | Active | MSH | MSH | 18 | Biomedical Engineering | 18th Floor | Philips Healthcare | ITS4852A | US12303838 | 2020-06-01 | 1180 | 2021-10-28 | Telemetry Wireless System. AP18-01
1064949 | NON-INVASIVE BLOOD PRESSURE | NON-INVASIVE BLOOD PRESSURE | NON-INVASIVE BLOOD PRESSURE | Active | MSH | 60MURR | 4 | Family Practice Clinic | 4th Floor | SunTech Medical | CT40 | 00152645 | 2022-10-14
1064950 | Transducer, Fetal Monitoring | Transducer | Transducer, Fetal Monitoring | Active | MSH | MSH | 15U | Obstetrical Suite (L&D) | L&D | Philips Healthcare | M2736A | DE433H5279 | 2022-10-14 |  | 2023-10-14
1064951 | Transducer, Fetal Monitoring | Transducer | Transducer, Fetal Monitoring | Active | MSH | MSH | 15U | Obstetrical Suite (L&D) | L&D | Philips Healthcare | M2736A | DE433H5281 | 2022-10-14 |  | 2023-10-14
1064952 | Transducer, Fetal Monitoring | Transducer | Transducer, Fetal Monitoring | Active | MSH | MSH | 15U | Obstetrical Suite (L&D) | L&D | Philips Healthcare | M2736A | DE433H5274 | 2022-10-14 |  | 2023-10-14
1064953 | Transducer, Fetal Monitoring | Transducer | Transducer, Fetal Monitoring | Active | MSH | MSH | 15U | Obstetrical Suite (L&D) | L&D | Philips Healthcare | M2736A | DE433H5267 | 2022-10-14 |  | 2023-10-14
1064954 | Transducer, Fetal Monitoring | Transducer | Transducer, Fetal Monitoring | Active | MSH | MSH | 15U | Obstetrical Suite (L&D) | L&D | Philips Healthcare | M2736A | DE433H5280 | 2022-10-14 |  | 2023-10-14
1064955 | Transducer, Fetal Monitoring | Transducer | Transducer, Fetal Monitoring | Active | MSH | MSH | 15U | Obstetrical Suite (L&D) | L&D | Philips Healthcare | M2736A | DE433H5284 | 2022-10-14 |  | 2023-10-14
1064956 | Transducer, Fetal Monitoring | Transducer | Transducer, Fetal Monitoring | Active | MSH | MSH | 15U | Obstetrical Suite (L&D) | L&D | Philips Healthcare | M2736A | DE433H5319 | 2022-10-14 |  | 2023-10-14
1064957 | Transducer, Fetal Monitoring | Transducer | Transducer, Fetal Monitoring | Active | MSH | MSH | 15U | Obstetrical Suite (L&D) | L&D | Philips Healthcare | M2736A | DE433H5304 | 2022-10-14 |  | 2023-10-14
1064958 | Access Point | Network Equipment | Access Point | Active | MSH | MSH | 18 | Biomedical Engineering | 18th Floor | Philips Healthcare | ITS4852A | US22207715 | 2020-06-01 | 1180 | 2021-10-28 | Telemetry Wireless System. AP18-03
1064964 | Radiographic/Fluoroscopic Units, Mobile | Radiographic/Fluoroscopic Units | Radiographic/Fluoroscopic Units, Mobile | Active | MSH | MSH | 6 | Endoscopy | MSH-6-Endoscopy | Philips Healthcare | Zenition | 2885 | 2022-10-24 |  | 2023-10-24
1064973 | Computers | Computers | Computers | Active | MSH | MSH | 1 | Biomedical Engineering | Biomed | HP | OMEN 40L Desktop - GT21-0064 PC | 2MO2184QTH | 2022-10-14 |  | 2025-10-13 | PC used for 3D printing and VR for the 3D printing comittee. Attached to the Incoming Inspection WO is the Services Certificate and Packing Slip
1064974 | PRINTER | Printer | PRINTER | Active | MSH | MSH | 1 | Biomedical Engineering | Biomed | Formlabs Inc | Form 3B+ 3D Printer - F3B-P-PRINTER | IridescentCod | 2022-07-25 |  | 2025-07-25 | Covered under Form 3B Medical Service plan 3 Years
1064975 | PRINTER | Printer | PRINTER | Active | MSH | MSH | 1 | Biomedical Engineering | Biomed | Formlabs Inc | Form Wash - FH-WA-01 | RusticHugag | 2022-07-25 |  | 2025-07-25 | Covered under Form 3B Medical Service plan 3 Years
1064976 | PRINTER | Printer | PRINTER | Active | MSH | MSH | 1 | Biomedical Engineering | Biomed | Formlabs Inc | Form Cure - FH-CU-01 | DizzyPetrel | 2022-07-25 |  | 2025-07-25 | Covered under Form 3B Medical Service plan 3 Years
1064980 | Breathing System | Anesthesia Units | Anesthesia Units | Active | MSH | MSH | 7 | Resp Therapy (Anesthesia) | OR | Draeger Medical Canada | Zeus IE | ASJC-0012 | 2016-05-30 |  |  | BREATHING SYSTEM ONLY, device labelled #10. SN Cover ASHL-0040 Safety Valve ASHN-0098
1064981 | Breathing System | Anesthesia Units | Anesthesia Units | Active | MSH | MSH | 7 | Resp Therapy (Anesthesia) | OR | Draeger Medical Canada | Zeus IE | ASJC-0061 | 2016-05-30 |  |  | BREATHING SYSTEM ONLY, device labelled #12. SN Cover ASHL-0049 Safety Valve ASJF-0083
1064993 | Thermometers, Electronic, Thermistor/Thermocouple, Patient | Thermometers | Thermometers, Electronic, Thermistor/Thermocouple, Patient | Active | MSH | MSH | 17U | NICU | 17 - NICU | Cardinal Health Canada Inc | Filac 3000 AD | A1957317X | 2012-03-06
1065004 | Aspirator, Emergency | Aspirators | Aspirators, Emergency | Active | MSH | MSH | 5 | ICU | ICU | LAERDAL MEDICAL CORP | 78003020 | 78392093980 | 2022-10-12 | 1200 | 2027-10-12
1065005 | Aspirator, Emergency | Aspirators | Aspirators, Emergency | Active | MSH | MSH | 5 | ICU | ICU | LAERDAL MEDICAL CORP | 78003020 | 78392093981 | 2022-10-12 | 1200 | 2027-10-12
1065006 | Aspirator, Emergency | Aspirators | Aspirators, Emergency | Active | MSH | MSH | 5 | ICU | ICU | LAERDAL MEDICAL CORP | 78003020 | 78392093982 | 2022-10-12 | 1200 | 2027-10-12
1065007 | Aspirator, Emergency | Aspirators | Aspirators, Emergency | Active | MSH | MSH | 5 | ICU | ICU | LAERDAL MEDICAL CORP | 78003020 | 78392093983 | 2022-10-12 | 1200 | 2027-10-12
1065008 | Aspirator, Emergency | Aspirators | Aspirators, Emergency | Active | MSH | MSH | 6 | Endoscopy | 6 | LAERDAL MEDICAL CORP | 78003020 | 78392093984 | 2022-10-12 | 1200 | 2027-10-12
1065009 | Aspirator, Emergency | Aspirators | Aspirators, Emergency | Active | MSH | MSH | 5 | ICU | ICU | LAERDAL MEDICAL CORP | 78003020 | 78392093985 | 2022-10-12 | 1200 | 2027-10-12
1065010 | Aspirator, Emergency | Aspirators | Aspirators, Emergency | Active | MSH | MSH | 5 | ICU | ICU | LAERDAL MEDICAL CORP | 78003020 | 78392093978 | 2022-10-12 | 1200 | 2027-10-12
1065011 | Aspirator, Emergency | Aspirators | Aspirators, Emergency | Active | MSH | MSH | 5 | ICU | ICU | LAERDAL MEDICAL CORP | 78003020 | 78392093979 | 2022-10-12 | 1200 | 2027-10-12
1065012 | Aspirator, Emergency | Aspirators | Aspirators, Emergency | Active | MSH | MSH | 5 | ICU | ICU | LAERDAL MEDICAL CORP | 78003020 | 78392093977 | 2022-10-12 | 1200 | 2027-10-12
1065013 | Aspirator, Emergency | Aspirators | Aspirators, Emergency | Active | MSH | MSH | 5 | ICU | ICU | LAERDAL MEDICAL CORP | 78003020 | 78392093976 | 2022-10-12 | 1200 | 2027-10-12
1065014 | Aspirator, Emergency | Aspirators | Aspirators, Emergency | Active | MSH | MSH | 5 | ICU | ICU | LAERDAL MEDICAL CORP | 78003020 | 78392093970 | 2022-10-12 | 1200 | 2027-10-12
1065015 | Aspirator, Emergency | Aspirators | Aspirators, Emergency | Active | MSH | MSH | 5 | ICU | ICU | LAERDAL MEDICAL CORP | 78003020 | 78392093966 | 2022-10-12 | 1200 | 2027-10-12
1065016 | Aspirator, Emergency | Aspirators | Aspirators, Emergency | Active | MSH | MSH | 5 | ICU | ICU | LAERDAL MEDICAL CORP | 78003020 | 78392093967 | 2022-10-12 | 1200 | 2027-10-12
1065017 | Aspirator, Emergency | Aspirators | Aspirators, Emergency | Active | MSH | MSH | 5 | ICU | ICU | LAERDAL MEDICAL CORP | 78003020 | 78392093968 | 2022-10-12 | 1200 | 2027-10-12
1065018 | Aspirator, Emergency | Aspirators | Aspirators, Emergency | Active | MSH | MSH | 5 | ICU | ICU | LAERDAL MEDICAL CORP | 78003020 | 78392093969 | 2022-10-12 | 1200 | 2027-10-12
1065019 | Aspirator, Emergency | Aspirators | Aspirators, Emergency | Active | MSH | MSH | 5 | ICU | ICU | LAERDAL MEDICAL CORP | 78003020 | 78042197949 | 2022-10-12 | 1200 | 2027-10-12
1065020 | Aspirator, Emergency | Aspirators | Aspirators, Emergency | Active | MSH | MSH | 5 | ICU | ICU | LAERDAL MEDICAL CORP | 78003020 | 78042197947 | 2022-10-12 | 1200 | 2027-10-12
1065021 | Aspirator, Emergency | Aspirators | Aspirators, Emergency | Active | MSH | MSH | 5 | ICU | ICU | LAERDAL MEDICAL CORP | 78003020 | 78042197950 | 2022-10-12 | 1200 | 2027-10-12
1065022 | Aspirator, Emergency | Aspirators | Aspirators, Emergency | Active | MSH | MSH | 3 | Emergency | Emergency | LAERDAL MEDICAL CORP | 78003020 | 78042197951 | 2022-10-12 | 1200 | 2027-10-12
1065023 | Aspirator, Emergency | Aspirators | Aspirators, Emergency | Active | MSH | MSH | 5 | ICU | ICU | LAERDAL MEDICAL CORP | 78003020 | 78042197948 | 2022-10-12 | 1200 | 2027-10-12
1065030 | Insufflators | Insufflators | Insufflators | Active | MSH | MSH | 15U | Special Pregnancy Program-Fetal | L&D-OR1 | Lexion Medical LLC | AP50/30 Lexion Medical - 4100 | 10046 | 2022-10-26 |  | 2023-10-26 | Vendor: Liason Medical ****Dr. Tim Van Mieghem purchased device for research on Robotic Fetal Surgery, NOT IN USE ON PATIENT AT THE MOMENT***** Stored in L&D OR1
1065040 | INFUSION PUMPS, GENERAL PURPOSE | INFUSION PUMPS | INFUSION PUMPS, GENERAL PURPOSE | Active | MSH | MSH | 6 | General Oncology Clinic | Oncology | Alaris Medical Systems | 8015 - PCU | 16124633 | 2022-11-01 | 2100 | 2023-11-01 | Alaris PCU for the Oncology space under P3a
1065041 | INFUSION PUMPS, GENERAL PURPOSE | INFUSION PUMPS | INFUSION PUMPS, GENERAL PURPOSE | Active | MSH | MSH | 6 | General Oncology Clinic | Oncology | Alaris Medical Systems | 8100 - LVP Module | 16119144 | 2022-11-01 | 1200 | 2023-11-01 | Alaris LVP Pump module for the Oncology space under P3a
1065042 | Network Switches | Network Equipment | Network Switches | Active | MSH | MSH | 5 | ICU | 5th SE Closet-room 5-208 | Cisco | 2960 | FOC2522L962 | 2019-09-23 | 2857.8 | 2023-10-28 | 24 Port UTP/FX Switch WS-C2960-24PC-S V02
1065043 | Network Switches | Network Equipment | Network Switches | Active | MSH | MSH | 5 | ICU | 5th-SE Closet-room 5-208 | Cisco | 2960 | foc2522l981 | 2019-09-23 | 2857.8 | 2023-10-28 | 24 Port UTP/FX Switch WS-C2960-24PC-S V02
1065045 | INFUSION PUMPS, GENERAL PURPOSE | INFUSION PUMPS | INFUSION PUMPS, GENERAL PURPOSE | Active | MSH | MSH | 6 | General Oncology Clinic | Oncology | Alaris Medical Systems | 8015 - PCU | 16124623 | 2022-11-01 | 2100 | 2023-11-01 | Alaris PCU purchased for the new Oncology unit under P3a.
1065046 | INFUSION PUMPS, GENERAL PURPOSE | INFUSION PUMPS | INFUSION PUMPS, GENERAL PURPOSE | Active | MSH | MSH | 6 | General Oncology Clinic | Oncology | Alaris Medical Systems | 8015 - PCU | 16124955 | 2022-11-01 | 2100 | 2023-11-01 | Alaris PCU purchased for the new Oncology unit under P3a.
1065047 | INFUSION PUMPS, GENERAL PURPOSE | INFUSION PUMPS | INFUSION PUMPS, GENERAL PURPOSE | Active | MSH | MSH | 6 | General Oncology Clinic | Oncology | Alaris Medical Systems | 8015 - PCU | 16124900 | 2022-11-01 | 2100 | 2023-11-01 | Alaris PCU purchased for the new Oncology unit under P3a.
1065048 | INFUSION PUMPS, GENERAL PURPOSE | INFUSION PUMPS | INFUSION PUMPS, GENERAL PURPOSE | Active | MSH | MSH | 6 | General Oncology Clinic | Oncology | Alaris Medical Systems | 8015 - PCU | 16124639 | 2022-11-01 | 2100 | 2023-11-01 | Alaris PCU purchased for the new Oncology unit under P3a.
1065049 | INFUSION PUMPS, GENERAL PURPOSE | INFUSION PUMPS | INFUSION PUMPS, GENERAL PURPOSE | Active | MSH | MSH | 6 | General Oncology Clinic | Oncology | Alaris Medical Systems | 8015 - PCU | 16124971 | 2022-11-01 | 2100 | 2023-11-01 | Alaris PCU purchased for the new Oncology unit under P3a.
1065050 | INFUSION PUMPS, GENERAL PURPOSE | INFUSION PUMPS | INFUSION PUMPS, GENERAL PURPOSE | Active | MSH | MSH | 6 | General Oncology Clinic | Oncology | Alaris Medical Systems | 8015 - PCU | 16124607 | 2022-11-01 | 2100 | 2023-11-01 | Alaris PCU purchased for the new Oncology unit under P3a.
1065051 | INFUSION PUMPS, GENERAL PURPOSE | INFUSION PUMPS | INFUSION PUMPS, GENERAL PURPOSE | Active | MSH | MSH | 6 | General Oncology Clinic | Oncology | Alaris Medical Systems | 8015 - PCU | 16125059 | 2022-11-01 | 2100 | 2023-11-01 | Alaris PCU purchased for the new Oncology unit under P3a.
1065052 | INFUSION PUMPS, GENERAL PURPOSE | INFUSION PUMPS | INFUSION PUMPS, GENERAL PURPOSE | Active | MSH | MSH | 6 | General Oncology Clinic | Oncology | Alaris Medical Systems | 8015 - PCU | 16124989 | 2022-11-01 | 2100 | 2023-11-01 | Alaris PCU purchased for the new Oncology unit under P3a.
1065053 | INFUSION PUMPS, GENERAL PURPOSE | INFUSION PUMPS | INFUSION PUMPS, GENERAL PURPOSE | Active | MSH | MSH | 6 | General Oncology Clinic | Oncology | Alaris Medical Systems | 8015 - PCU | 16124587 | 2022-11-01 | 2100 | 2023-11-01 | Alaris PCU purchased for the new Oncology unit under P3a.
1065054 | INFUSION PUMPS, GENERAL PURPOSE | INFUSION PUMPS | INFUSION PUMPS, GENERAL PURPOSE | Active | MSH | MSH | 6 | General Oncology Clinic | Oncology | Alaris Medical Systems | 8015 - PCU | 16124614 | 2022-11-01 | 2100 | 2023-11-01 | Alaris PCU purchased for the new Oncology unit under P3a.
1065055 | INFUSION PUMPS, GENERAL PURPOSE | INFUSION PUMPS | INFUSION PUMPS, GENERAL PURPOSE | Active | MSH | MSH | 6 | General Oncology Clinic | Oncology | Alaris Medical Systems | 8015 - PCU | 16124640 | 2022-11-01 | 2100 | 2023-11-01 | Alaris PCU purchased for the new Oncology unit under P3a.
1065056 | INFUSION PUMPS, GENERAL PURPOSE | INFUSION PUMPS | INFUSION PUMPS, GENERAL PURPOSE | Active | MSH | MSH | 6 | General Oncology Clinic | Oncology | Alaris Medical Systems | 8015 - PCU | 16124992 | 2022-11-01 | 2100 | 2023-11-01 | Alaris PCU purchased for the new Oncology unit under P3a.
1065057 | INFUSION PUMPS, GENERAL PURPOSE | INFUSION PUMPS | INFUSION PUMPS, GENERAL PURPOSE | Active | MSH | MSH | 6 | General Oncology Clinic | Oncology | Alaris Medical Systems | 8015 - PCU | 16125071 | 2022-11-01 | 2100 | 2023-11-01 | Alaris PCU purchased for the new Oncology unit under P3a.
1065058 | INFUSION PUMPS, GENERAL PURPOSE | INFUSION PUMPS | INFUSION PUMPS, GENERAL PURPOSE | Active | MSH | MSH | 6 | General Oncology Clinic | Oncology | Alaris Medical Systems | 8015 - PCU | 16124619 | 2022-11-01 | 2100 | 2023-11-01 | Alaris PCU purchased for the new Oncology unit under P3a.
1065059 | INFUSION PUMPS, GENERAL PURPOSE | INFUSION PUMPS | INFUSION PUMPS, GENERAL PURPOSE | Active | MSH | MSH | 6 | General Oncology Clinic | Oncology | Alaris Medical Systems | 8100 - LVP Module | 16119147 | 2022-11-01 | 1200 | 2023-11-01 | Alaris LVP pump modules for the Oncology space under P3a
1065060 | INFUSION PUMPS, GENERAL PURPOSE | INFUSION PUMPS | INFUSION PUMPS, GENERAL PURPOSE | Active | MSH | MSH | 6 | General Oncology Clinic | Oncology | Alaris Medical Systems | 8100 - LVP Module | 16119177 | 2022-11-01 | 1200 | 2023-11-01 | Alaris LVP pump modules for the Oncology space under P3a
1065061 | INFUSION PUMPS, GENERAL PURPOSE | INFUSION PUMPS | INFUSION PUMPS, GENERAL PURPOSE | Active | MSH | MSH | 6 | General Oncology Clinic | Oncology | Alaris Medical Systems | 8100 - LVP Module | 16119265 | 2022-11-01 | 1200 | 2023-11-01 | Alaris LVP pump modules for the Oncology space under P3a
1065062 | INFUSION PUMPS, GENERAL PURPOSE | INFUSION PUMPS | INFUSION PUMPS, GENERAL PURPOSE | Active | MSH | MSH | 6 | General Oncology Clinic | Oncology | Alaris Medical Systems | 8100 - LVP Module | 16119321 | 2022-11-01 | 1200 | 2023-11-01 | Alaris LVP pump modules for the Oncology space under P3a
1065063 | INFUSION PUMPS, GENERAL PURPOSE | INFUSION PUMPS | INFUSION PUMPS, GENERAL PURPOSE | Active | MSH | MSH | 6 | General Oncology Clinic | Oncology | Alaris Medical Systems | 8100 - LVP Module | 16119185 | 2022-11-01 | 1200 | 2023-11-01 | Alaris LVP pump modules for the Oncology space under P3a
1065064 | INFUSION PUMPS, GENERAL PURPOSE | INFUSION PUMPS | INFUSION PUMPS, GENERAL PURPOSE | Active | MSH | MSH | 6 | General Oncology Clinic | Oncology | Alaris Medical Systems | 8100 - LVP Module | 16119193 | 2022-11-01 | 1200 | 2023-11-01 | Alaris LVP pump modules for the Oncology space under P3a
1065065 | INFUSION PUMPS, GENERAL PURPOSE | INFUSION PUMPS | INFUSION PUMPS, GENERAL PURPOSE | Active | MSH | MSH | 6 | General Oncology Clinic | Oncology | Alaris Medical Systems | 8100 - LVP Module | 16119197 | 2022-11-01 | 1200 | 2023-11-01 | Alaris LVP pump modules for the Oncology space under P3a
1065066 | INFUSION PUMPS, GENERAL PURPOSE | INFUSION PUMPS | INFUSION PUMPS, GENERAL PURPOSE | Active | MSH | MSH | 6 | General Oncology Clinic | Oncology | Alaris Medical Systems | 8100 - LVP Module | 16119213 | 2022-11-01 | 1200 | 2023-11-01 | Alaris LVP pump modules for the Oncology space under P3a
1065067 | INFUSION PUMPS, GENERAL PURPOSE | INFUSION PUMPS | INFUSION PUMPS, GENERAL PURPOSE | Active | MSH | MSH | 6 | General Oncology Clinic | Oncology | Alaris Medical Systems | 8100 - LVP Module | 16119251 | 2022-11-01 | 1200 | 2023-11-01 | Alaris LVP pump modules for the Oncology space under P3a
1065068 | INFUSION PUMPS, GENERAL PURPOSE | INFUSION PUMPS | INFUSION PUMPS, GENERAL PURPOSE | Active | MSH | MSH | 6 | General Oncology Clinic | Oncology | Alaris Medical Systems | 8100 - LVP Module | 16119137 | 2022-11-01 | 1200 | 2023-11-01 | Alaris LVP pump modules for the Oncology space under P3a
1065069 | INFUSION PUMPS, GENERAL PURPOSE | INFUSION PUMPS | INFUSION PUMPS, GENERAL PURPOSE | Active | MSH | MSH | 6 | General Oncology Clinic | Oncology | Alaris Medical Systems | 8100 - LVP Module | 16119178 | 2022-11-01 | 1200 | 2023-11-01 | Alaris LVP pump modules for the Oncology space under P3a
1065070 | INFUSION PUMPS, GENERAL PURPOSE | INFUSION PUMPS | INFUSION PUMPS, GENERAL PURPOSE | Active | MSH | MSH | 6 | General Oncology Clinic | Oncology | Alaris Medical Systems | 8100 - LVP Module | 16119196 | 2022-11-01 | 1200 | 2023-11-01 | Alaris LVP pump modules for the Oncology space under P3a
1065071 | INFUSION PUMPS, GENERAL PURPOSE | INFUSION PUMPS | INFUSION PUMPS, GENERAL PURPOSE | Active | MSH | MSH | 6 | General Oncology Clinic | Oncology | Alaris Medical Systems | 8100 - LVP Module | 16119209 | 2022-11-01 | 1200 | 2023-11-01 | Alaris LVP pump modules for the Oncology space under P3a
1065072 | INFUSION PUMPS, GENERAL PURPOSE | INFUSION PUMPS | INFUSION PUMPS, GENERAL PURPOSE | Active | MSH | MSH | 6 | General Oncology Clinic | Oncology | Alaris Medical Systems | 8100 - LVP Module | 16119211 | 2022-11-01 | 1200 | 2023-11-01 | Alaris LVP pump modules for the Oncology space under P3a
1065073 | INFUSION PUMPS, GENERAL PURPOSE | INFUSION PUMPS | INFUSION PUMPS, GENERAL PURPOSE | Active | MSH | MSH | 6 | General Oncology Clinic | Oncology | Alaris Medical Systems | 8100 - LVP Module | 16119225 | 2022-11-01 | 1200 | 2023-11-01 | Alaris LVP pump modules for the Oncology space under P3a
1065074 | INFUSION PUMPS, GENERAL PURPOSE | INFUSION PUMPS | INFUSION PUMPS, GENERAL PURPOSE | Active | MSH | MSH | 6 | General Oncology Clinic | Oncology | Alaris Medical Systems | 8100 - LVP Module | 16119300 | 2022-11-01 | 1200 | 2023-11-01 | Alaris LVP pump modules for the Oncology space under P3a
1065075 | INFUSION PUMPS, GENERAL PURPOSE | INFUSION PUMPS | INFUSION PUMPS, GENERAL PURPOSE | Active | MSH | MSH | 6 | General Oncology Clinic | Oncology | Alaris Medical Systems | 8100 - LVP Module | 16119305 | 2022-11-01 | 1200 | 2023-11-01 | Alaris LVP pump modules for the Oncology space under P3a
1065076 | INFUSION PUMPS, GENERAL PURPOSE | INFUSION PUMPS | INFUSION PUMPS, GENERAL PURPOSE | Active | MSH | MSH | 6 | General Oncology Clinic | Oncology | Alaris Medical Systems | 8100 - LVP Module | 16119328 | 2022-11-01 | 1200 | 2023-11-01 | Alaris LVP pump modules for the Oncology space under P3a
1065077 | INFUSION PUMPS, GENERAL PURPOSE | INFUSION PUMPS | INFUSION PUMPS, GENERAL PURPOSE | Active | MSH | MSH | 6 | General Oncology Clinic | Oncology | Alaris Medical Systems | 8100 - LVP Module | 16119336 | 2022-11-01 | 1200 | 2023-11-01 | Alaris LVP pump modules for the Oncology space under P3a
1065078 | INFUSION PUMPS, GENERAL PURPOSE | INFUSION PUMPS | INFUSION PUMPS, GENERAL PURPOSE | Active | MSH | MSH | 6 | General Oncology Clinic | Oncology | Alaris Medical Systems | 8100 - LVP Module | 16119199 | 2022-11-01 | 1200 | 2023-11-01 | Alaris LVP pump modules for the Oncology space under P3a
1065079 | INFUSION PUMPS, GENERAL PURPOSE | INFUSION PUMPS | INFUSION PUMPS, GENERAL PURPOSE | Active | MSH | MSH | 6 | General Oncology Clinic | Oncology | Alaris Medical Systems | 8100 - LVP Module | 16119243 | 2022-11-01 | 1200 | 2023-11-01 | Alaris LVP pump modules for the Oncology space under P3a
1065080 | INFUSION PUMPS, GENERAL PURPOSE | INFUSION PUMPS | INFUSION PUMPS, GENERAL PURPOSE | Active | MSH | MSH | 6 | General Oncology Clinic | Oncology | Alaris Medical Systems | 8100 - LVP Module | 16119272 | 2022-11-01 | 1200 | 2023-11-01 | Alaris LVP pump modules for the Oncology space under P3a
1065081 | INFUSION PUMPS, GENERAL PURPOSE | INFUSION PUMPS | INFUSION PUMPS, GENERAL PURPOSE | Active | MSH | MSH | 6 | General Oncology Clinic | Oncology | Alaris Medical Systems | 8100 - LVP Module | 16119332 | 2022-11-01 | 1200 | 2023-11-01 | Alaris LVP pump modules for the Oncology space under P3a
1065082 | INFUSION PUMPS, GENERAL PURPOSE | INFUSION PUMPS | INFUSION PUMPS, GENERAL PURPOSE | Active | MSH | MSH | 6 | General Oncology Clinic | Oncology | Alaris Medical Systems | 8100 - LVP Module | 16119310 | 2022-11-01 | 1200 | 2023-11-01 | Alaris LVP pump modules for the Oncology space under P3a
1065083 | INFUSION PUMPS, GENERAL PURPOSE | INFUSION PUMPS | INFUSION PUMPS, GENERAL PURPOSE | Active | MSH | MSH | 6 | General Oncology Clinic | Oncology | Alaris Medical Systems | 8100 - LVP Module | 16119296 | 2022-11-01 | 1200 | 2023-11-01 | Alaris LVP pump modules for the Oncology space under P3a
1065084 | INFUSION PUMPS, GENERAL PURPOSE | INFUSION PUMPS | INFUSION PUMPS, GENERAL PURPOSE | Active | MSH | MSH | 6 | General Oncology Clinic | Oncology | Alaris Medical Systems | 8100 - LVP Module | 16119216 | 2022-11-01 | 1200 | 2023-11-01 | Alaris LVP pump modules for the Oncology space under P3a
1065085 | INFUSION PUMPS, GENERAL PURPOSE | INFUSION PUMPS | INFUSION PUMPS, GENERAL PURPOSE | Active | MSH | MSH | 6 | General Oncology Clinic | Oncology | Alaris Medical Systems | 8100 - LVP Module | 16119210 | 2022-11-01 | 1200 | 2023-11-01 | Alaris LVP pump modules for the Oncology space under P3a
1065086 | INFUSION PUMPS, GENERAL PURPOSE | INFUSION PUMPS | INFUSION PUMPS, GENERAL PURPOSE | Active | MSH | MSH | 6 | General Oncology Clinic | Oncology | Alaris Medical Systems | 8100 - LVP Module | 16119189 | 2022-11-01 | 1200 | 2023-11-01 | Alaris LVP pump modules for the Oncology space under P3a
1065087 | INFUSION PUMPS, GENERAL PURPOSE | INFUSION PUMPS | INFUSION PUMPS, GENERAL PURPOSE | Active | MSH | MSH | 6 | General Oncology Clinic | Oncology | Alaris Medical Systems | 8100 - LVP Module | 16119195 | 2022-11-01 | 1200 | 2023-11-01 | Alaris LVP pump modules for the Oncology space under P3a
1065088 | INFUSION PUMPS, GENERAL PURPOSE | INFUSION PUMPS | INFUSION PUMPS, GENERAL PURPOSE | Active | MSH | MSH | 6 | General Oncology Clinic | Oncology | Alaris Medical Systems | 8100 - LVP Module | 16119223 | 2022-11-01 | 1200 | 2023-11-01 | Alaris LVP pump modules for the Oncology space under P3a
1065089 | INFUSION PUMPS, GENERAL PURPOSE | INFUSION PUMPS | INFUSION PUMPS, GENERAL PURPOSE | Active | MSH | MSH | 6 | General Oncology Clinic | Oncology | Alaris Medical Systems | 8100 - LVP Module | 16119228 | 2022-11-01 | 1200 | 2023-11-01 | Alaris LVP pump modules for the Oncology space under P3a
1065090 | INFUSION PUMPS, GENERAL PURPOSE | INFUSION PUMPS | INFUSION PUMPS, GENERAL PURPOSE | Active | MSH | MSH | 6 | General Oncology Clinic | Oncology | Alaris Medical Systems | 8100 - LVP Module | 16119259 | 2022-11-01 | 1200 | 2023-11-01 | Alaris LVP pump modules for the Oncology space under P3a
1065091 | INFUSION PUMPS, GENERAL PURPOSE | INFUSION PUMPS | INFUSION PUMPS, GENERAL PURPOSE | Active | MSH | MSH | 6 | General Oncology Clinic | Oncology | Alaris Medical Systems | 8100 - LVP Module | 16119309 | 2022-11-01 | 1200 | 2023-11-01 | Alaris LVP pump modules for the Oncology space under P3a
1065092 | INFUSION PUMPS, GENERAL PURPOSE | INFUSION PUMPS | INFUSION PUMPS, GENERAL PURPOSE | Active | MSH | MSH | 6 | General Oncology Clinic | Oncology | Alaris Medical Systems | 8100 - LVP Module | 16119327 | 2022-11-01 | 1200 | 2023-11-01 | Alaris LVP pump modules for the Oncology space under P3a
1065114 | Urodynamic Measurement Systems | Urodynamic Measurement Systems | Urodynamic Measurement Systems | Active | MSH | OPG | 8th Floor | Urogynaecology-OPG | 8th Floor | LABORIE,R. SURGICAL | Aquarius LT - AQS1000 | NALT-30009009 | 2022-11-03 |  | 2023-11-03
1065115 | Urodynamic Measurement Systems | Urodynamic Measurement Systems | Urodynamic Measurement Systems | Active | MSH | OPG | 8th Floor | Urogynaecology-OPG | 8th Floor | LABORIE,R. SURGICAL | Aquarius LT - AQS1000 | NALT-30009010 | 2022-11-03 |  | 2023-11-03
1065121 | Thermometers, Electronic, Thermistor/Thermocouple, Patient | Thermometers | Thermometers, Electronic, Thermistor/Thermocouple, Patient | Active | MSH | MSH | 12S | Nursing 12S Medicine | 12th Floor - South Side | Cardinal Health Canada Inc | Filac 3000 AD | A2060356X | 2022-11-04
1065157 | Monitors, Vital Signs | Monitors, Vital Signs | Monitors, Vital Signs | Active | MSH | MSH | 6 | General Oncology Clinic | Oncology | Welch Allyn | 68MXTX - CVSM 6000 | 100018380722 | 2022-02-16 | 3501 | 2027-02-16 | Comes with Bar Code scanner: Updated with the OCIS config files from the previous oncology workspace.
1065158 | Monitors, Vital Signs | Monitors, Vital Signs | Monitors, Vital Signs | Active | MSH | MSH | 6 | General Oncology Clinic | Oncology | Welch Allyn | 68MXTX - CVSM 6000 | 100036271222 | 2022-02-16 | 3501 | 2027-02-16 | Comes with Bar Code scanner: Updated with the OCIS config files from the previous oncology workspace.
1065159 | Monitors, Vital Signs | Monitors, Vital Signs | Monitors, Vital Signs | Active | MSH | MSH | 6 | General Oncology Clinic | Oncology | Welch Allyn | 68MXTX - CVSM 6000 | 100018350722 | 2022-02-16 | 3501 | 2027-02-16 | Comes with Bar Code scanner: Updated with the OCIS config files from the previous oncology workspace.
1065160 | Monitors, Vital Signs | Monitors, Vital Signs | Monitors, Vital Signs | Active | MSH | MSH | 6 | General Oncology Clinic | Oncology | Welch Allyn | 68MXTX - CVSM 6000 | 100039061522 | 2022-02-16 | 3501 | 2027-02-16 | Comes with Bar Code scanner: Updated with the OCIS config files from the previous oncology workspace.
1065161 | Monitors, Vital Signs | Monitors, Vital Signs | Monitors, Vital Signs | Active | MSH | MSH | 6 | General Oncology Clinic | Oncology | Welch Allyn | 68MXTX - CVSM 6000 | 100018530722 | 2022-02-16 | 3501 | 2027-02-16 | Comes with Bar Code scanner: Updated with the OCIS config files from the previous oncology workspace.
1065162 | Monitors, Vital Signs | Monitors, Vital Signs | Monitors, Vital Signs | Active | MSH | MSH | 6 | General Oncology Clinic | Oncology | Welch Allyn | 68MXTX - CVSM 6000 | 100038861522 | 2022-02-16 | 3501 | 2027-02-16 | Comes with Bar Code scanner: Updated with the OCIS config files from the previous oncology workspace.
1065163 | Monitors, Vital Signs | Monitors, Vital Signs | Monitors, Vital Signs | Active | MSH | MSH | 6 | General Oncology Clinic | Oncology | Welch Allyn | 68MXTX - CVSM 6000 | 100018500722 | 2022-02-16 | 3501 | 2027-02-16 | Comes with Bar Code scanner: Updated with the OCIS config files from the previous oncology workspace.
1065164 | Monitors, Vital Signs | Monitors, Vital Signs | Monitors, Vital Signs | Active | MSH | MSH | 6 | General Oncology Clinic | Oncology | Welch Allyn | 68MXTX - CVSM 6000 | 100037051222 | 2022-02-16 | 3501 | 2027-02-16 | Comes with Bar Code scanner: Updated with the OCIS config files from the previous oncology workspace.
1065165 | Scales, Patient, Floor | Scales | Scales, Patient, Floor | Active | MSH | MSH | 6 | General Oncology Clinic | Oncology | HEALTH O METER INC | 2500KL | 2500E212000313 | 2022-10-01 | 5001 | 2024-10-15 | Located on the 6th floor by the exam rooms Health o Meter purchased from Medical Mart Supplies
1065166 | Chairs, Examination/Treatment | Chairs | Chairs, Examination/Treatment | Active | MSH | MSH | 6 | General Oncology Clinic | Oncology | MIDMARK CORP | 626 | V2473424 | 2022-11-15 |  | 2023-11-15 | Maintained by Vendor HEALTH PRO CONTRACT CE04801 Contact for service Midmark Technical Support 937-526-8585 (8:00AM - 7:00PM) Medical Technical Support Team at 800-643-6275 option 8 and see if the issue can be resolved over the phone. If this fails, call Midmark technical support directly
1065167 | Chairs, Examination/Treatment | Chairs | Chairs, Examination/Treatment | Active | MSH | MSH | 6 | General Oncology Clinic | Oncology | MIDMARK CORP | 626 | V2472770 | 2022-11-15 |  | 2023-11-15 | Maintained by Vendor HEALTH PRO CONTRACT CE04801 Contact for service Midmark Technical Support 937-526-8585 (8:00AM - 7:00PM) Medical Technical Support Team at 800-643-6275 option 8 and see if the issue can be resolved over the phone. If this fails, call Midmark technical support directly
1065168 | Chairs, Examination/Treatment | Chairs | Chairs, Examination/Treatment | Active | MSH | MSH | 6 | General Oncology Clinic | Oncology | MIDMARK CORP | 626 | V2473146 | 2022-11-15 |  | 2023-11-15 | Maintained by Vendor HEALTH PRO CONTRACT CE04801 Contact for service Midmark Technical Support 937-526-8585 (8:00AM - 7:00PM) Medical Technical Support Team at 800-643-6275 option 8 and see if the issue can be resolved over the phone. If this fails, call Midmark technical support directly
1065169 | Chairs, Examination/Treatment | Chairs | Chairs, Examination/Treatment | Active | MSH | MSH | 6 | General Oncology Clinic | Oncology | MIDMARK CORP | 626 | V2473436 | 2022-11-15 |  | 2023-11-15 | Maintained by Vendor HEALTH PRO CONTRACT CE04801 Contact for service Midmark Technical Support 937-526-8585 (8:00AM - 7:00PM) Medical Technical Support Team at 800-643-6275 option 8 and see if the issue can be resolved over the phone. If this fails, call Midmark technical support directly
1065170 | Chairs, Examination/Treatment | Chairs | Chairs, Examination/Treatment | Active | MSH | MSH | 6 | General Oncology Clinic | Oncology | MIDMARK CORP | 626 | V2473086 | 2022-11-15 |  | 2023-11-15 | Maintained by Vendor HEALTH PRO CONTRACT CE04801 Contact for service Midmark Technical Support 937-526-8585 (8:00AM - 7:00PM) Medical Technical Support Team at 800-643-6275 option 8 and see if the issue can be resolved over the phone. If this fails, call Midmark technical support directly
1065171 | Chairs, Examination/Treatment | Chairs | Chairs, Examination/Treatment | Active | MSH | MSH | 6 | General Oncology Clinic | Oncology | MIDMARK CORP | 626 | V2473107 | 2022-11-15 |  | 2023-11-15 | Maintained by Vendor HEALTH PRO CONTRACT CE04801 Contact for service Midmark Technical Support 937-526-8585 (8:00AM - 7:00PM) Medical Technical Support Team at 800-643-6275 option 8 and see if the issue can be resolved over the phone. If this fails, call Midmark technical support directly
1065173 | Chairs, Examination/Treatment | Chairs | Chairs, Examination/Treatment | Active | MSH | MSH | 6 | General Oncology Clinic | Oncology | MIDMARK CORP | 626 | V2473240 | 2022-11-15 |  | 2023-11-15 | Maintained by Vendor HEALTH PRO CONTRACT CE04801 Contact for service Midmark Technical Support 937-526-8585 (8:00AM - 7:00PM) Medical Technical Support Team at 800-643-6275 option 8 and see if the issue can be resolved over the phone. If this fails, call Midmark technical support directly
1065174 | Chairs, Examination/Treatment | Chairs | Chairs, Examination/Treatment | Active | MSH | MSH | 6 | General Oncology Clinic | Oncology | MIDMARK CORP | 626 | V2473046 | 2022-11-15 |  | 2023-11-15 | Maintained by Vendor HEALTH PRO CONTRACT CE04801 Contact for service Midmark Technical Support 937-526-8585 (8:00AM - 7:00PM) Medical Technical Support Team at 800-643-6275 option 8 and see if the issue can be resolved over the phone. If this fails, call Midmark technical support directly
1065176 | Chairs, Examination/Treatment | Chairs | Chairs, Examination/Treatment | Active | MSH | MSH | 6 | General Oncology Clinic | Oncology | MIDMARK CORP | 626 | V2473077 | 2022-11-15 |  | 2023-11-15 | Maintained by Vendor HEALTH PRO CONTRACT CE04801 Contact for service Midmark Technical Support 937-526-8585 (8:00AM - 7:00PM) Medical Technical Support Team at 800-643-6275 option 8 and see if the issue can be resolved over the phone. If this fails, call Midmark technical support directly
1065181 | Chairs, Examination/Treatment,Bariatric | Chairs | Chairs, Examination/Treatment | Active | MSH | MSH | 6 | General Oncology Clinic | Oncology | MIDMARK CORP | Ritter-244 | 221300779 | 2022-10-25 |  | 2023-10-01 | Maintained by Vendor HEALTH PRO CONTRACT CE04801 Contact for service Midmark Technical Support 937-526-8585 (8:00AM - 7:00PM) • Sales Representative: Candi Johnson candijohnson@valuemed.ca - 1-800-919-8444 or 780-454-1899
1065195 | Sphygmomanometers, Aneroid | Sphygmomanometers | Sphygmomanometers, Aneroid | Active | MSH | MSH | 6 | General Oncology Clinic | Oncology | Welch Allyn | 767 | 220508065340 | 2022-11-16
1065196 | Sphygmomanometers, Aneroid | Sphygmomanometers | Sphygmomanometers, Aneroid | Active | MSH | MSH | 6 | General Oncology Clinic | Oncology | Welch Allyn | 767 | 220508073740 | 2022-11-16
1065197 | Sphygmomanometers, Aneroid | Sphygmomanometers | Sphygmomanometers, Aneroid | Active | MSH | MSH | 6 | General Oncology Clinic | Oncology | Welch Allyn | 767 | 220606083000 | 2022-11-16
1065198 | Sphygmomanometers, Aneroid | Sphygmomanometers | Sphygmomanometers, Aneroid | Active | MSH | MSH | 6 | General Oncology Clinic | Oncology | Welch Allyn | 767 | 220606080850 | 2022-11-16
1065199 | Sphygmomanometers, Aneroid | Sphygmomanometers | Sphygmomanometers, Aneroid | Active | MSH | MSH | 6 | General Oncology Clinic | Oncology | Welch Allyn | 767 | 220508074010 | 2022-11-16
1065202 | THERMOMETERS, INFRARED, EAR | Thermometers | THERMOMETERS, INFRARED, EAR | Active | MSH | MSH | 6 | General Oncology Clinic | Oncology | Welch Allyn | Pro 6000 | 2109722K55325 | 2022-11-16
1065203 | THERMOMETERS, INFRARED, EAR | Thermometers | THERMOMETERS, INFRARED, EAR | Active | MSH | MSH | 6 | General Oncology Clinic | Oncology | Welch Allyn | Pro 6000 | 16221K60130 | 2022-11-16
1065204 | THERMOMETERS, INFRARED, EAR | Thermometers | THERMOMETERS, INFRARED, EAR | Active | MSH | MSH | 6 | General Oncology Clinic | Oncology | Welch Allyn | Pro 6000 | 17621K60514 | 2022-11-16
1065205 | THERMOMETERS, INFRARED, EAR | Thermometers | THERMOMETERS, INFRARED, EAR | Active | MSH | MSH | 6 | General Oncology Clinic | Oncology | Welch Allyn | Pro 6000 | 35521K60067 | 2022-11-16
1065206 | THERMOMETERS, INFRARED, EAR | Thermometers | THERMOMETERS, INFRARED, EAR | Active | MSH | MSH | 6 | General Oncology Clinic | Oncology | Welch Allyn | Pro 6000 | 08222K55359 | 2022-11-16
1065208 | Sphygmomanometers, Aneroid | Sphygmomanometers | Sphygmomanometers, Aneroid | Active | MSH | MSH | 6 | General Oncology Clinic | Oncology | Welch Allyn | 767 | 220627082020 | 2022-11-16
1065209 | Exam Light | Exam Light | Exam Light | Active | MSH | MSH | 6 | General Oncology Clinic | Oncology | Welch Allyn | GS 600 | 000 | 2022-11-16
1065210 | Exam Light | Exam Light | Exam Light | Active | MSH | MSH | 6 | General Oncology Clinic | Oncology | Welch Allyn | GS 600 | 000 | 2022-11-16
1065211 | Exam Light | Exam Light | Exam Light | Active | MSH | MSH | 6 | General Oncology Clinic | Oncology | Welch Allyn | GS 600 | 000 | 2022-11-16
1065212 | Thermometers, Electronic | Thermometers | Thermometers, Electronic | Active | MSH | MSH | 6 | General Oncology Clinic | Oncology | Welch Allyn | 692-Sure Temp Plus | 2122122597 | 2022-11-16
1065214 | Cameras, Video, Endoscope | Cameras | Cameras, Video, Endoscope | Active | MSH | MSH | 7 | SURGICAL SUITE (COMBINED WITH CYSTO) | 7th Floor | OLYMPUS CORP MEDICAL INSTRUMENT DIV | CH-S400-XZ-EA - 4K Camera Head | 7121315 | 2022-09-06 |  | 2023-09-06
1065215 | Cameras, Video, Endoscope | Cameras | Cameras, Video, Endoscope | Active | MSH | MSH | 7 | SURGICAL SUITE (COMBINED WITH CYSTO) | 7th Floor | OLYMPUS CORP MEDICAL INSTRUMENT DIV | CH-S400-XZ-EA - 4K Camera Head | 7121321 | 2022-09-06 |  | 2023-09-06
1065216 | Cameras, Video, Endoscope | Cameras | Cameras, Video, Endoscope | Active | MSH | MSH | 7 | SURGICAL SUITE (COMBINED WITH CYSTO) | 7th Floor | OLYMPUS CORP MEDICAL INSTRUMENT DIV | CH-S400-XZ-EA - 4K Camera Head | 7121325 | 2022-09-06 |  | 2023-09-06
1065217 | Cameras, Video, Endoscope | Cameras | Cameras, Video, Endoscope | Active | MSH | MSH | 7 | SURGICAL SUITE (COMBINED WITH CYSTO) | 7th Floor | OLYMPUS CORP MEDICAL INSTRUMENT DIV | CH-S400-XZ-EA - 4K Camera Head | 7121338 | 2022-09-06 |  | 2023-09-06
1065218 | Cameras, Video, Endoscope | Cameras | Cameras, Video, Endoscope | Active | MSH | MSH | 7 | SURGICAL SUITE (COMBINED WITH CYSTO) | 7th Floor | OLYMPUS CORP MEDICAL INSTRUMENT DIV | CH-S400-XZ-EA - 4K Camera Head | 7221433 | 2022-09-06 |  | 2023-09-06
1065219 | Cameras, Video, Endoscope | Cameras | Cameras, Video, Endoscope | Active | MSH | MSH | 7 | SURGICAL SUITE (COMBINED WITH CYSTO) | 7th Floor | OLYMPUS CORP MEDICAL INSTRUMENT DIV | CH-S400-XZ-EA - 4K Camera Head | 7121197 | 2022-09-06 |  | 2023-09-06
1065220 | Cameras, Video, Endoscope | Cameras | Cameras, Video, Endoscope | Active | MSH | MSH | 7 | SURGICAL SUITE (COMBINED WITH CYSTO) | 7th Floor | OLYMPUS CORP MEDICAL INSTRUMENT DIV | CH-S400-XZ-EA - 4K Camera Head | 7221402 | 2022-09-06 |  | 2023-09-06
1065221 | Cameras, Video, Endoscope | Cameras | Cameras, Video, Endoscope | Active | MSH | MSH | 7 | SURGICAL SUITE (COMBINED WITH CYSTO) | 7th Floor | OLYMPUS CORP MEDICAL INSTRUMENT DIV | CH-S400-XZ-EA - 4K Camera Head | 7221405 | 2022-09-06 |  | 2023-09-06
1065222 | Cameras, Video, Endoscope | Cameras | Cameras, Video, Endoscope | Active | MSH | MSH | 7 | SURGICAL SUITE (COMBINED WITH CYSTO) | 7th Floor | OLYMPUS CORP MEDICAL INSTRUMENT DIV | CH-S400-XZ-EA - 4K Camera Head | 7221406 | 2022-09-06 |  | 2023-09-06
1065223 | Thermometers, Electronic | Thermometers | Thermometers, Electronic | Active | MSH | MSH | 6 | General Oncology Clinic | Oncology | Welch Allyn | 692-Sure Temp Plus | 22344715 | 2022-11-16
1065226 | Fluid Management System | Fluid Management System | Fluid Management System | Active | MSH | MSH | 7 | SURGICAL SUITE (COMBINED WITH CYSTO) | OR | Hologic | Fluent-FLT-100 | M3315J22D0 | 2022-11-17 |  | 2023-11-17 | Hologic 18004429892
1065228 | Cameras, Video, Endoscope | Cameras | Cameras, Video, Endoscope | Active | MSH | MSH | 7 | SURGICAL SUITE (COMBINED WITH CYSTO) | 7th Floor | OLYMPUS CORP MEDICAL INSTRUMENT DIV | CH-S200-XZ-EA - VISERA ELITE II Camera Head | 7223504 | 2022-09-06 |  | 2023-09-06
1065229 | Cameras, Video, Endoscope | Cameras | Cameras, Video, Endoscope | Active | MSH | MSH | 7 | SURGICAL SUITE (COMBINED WITH CYSTO) | 7th Floor | OLYMPUS CORP MEDICAL INSTRUMENT DIV | CH-S200-XZ-EA - VISERA ELITE II Camera Head | 7223505 | 2022-09-06 |  | 2023-09-06
1065230 | Cameras, Video, Endoscope | Cameras | Cameras, Video, Endoscope | Active | MSH | MSH | 7 | SURGICAL SUITE (COMBINED WITH CYSTO) | 7th Floor | OLYMPUS CORP MEDICAL INSTRUMENT DIV | CH-S200-XZ-EA - VISERA ELITE II Camera Head | 7223509 | 2022-09-06 |  | 2023-09-06
1065231 | Cameras, Video, Endoscope | Cameras | Cameras, Video, Endoscope | Active | MSH | MSH | 7 | SURGICAL SUITE (COMBINED WITH CYSTO) | 7th Floor | OLYMPUS CORP MEDICAL INSTRUMENT DIV | CH-S200-XZ-EA - VISERA ELITE II Camera Head | 7223510 | 2022-09-06 |  | 2023-09-06
1065242 | Ultrasound - POCUS | Scanning Systems | Scanning Systems, Ultrasonic | Active | MSH | MSH | 5 | ICU | MSH 5 ICU | GE Healthcare | H45571CC - V Scan | 0 | 2023-02-18 |  | 2024-11-18 | FOR SYSTEM CLONED FROM, MSH ECHO: Activation Key BRLYR-M23CL-A5GRG-DDUHZ-TXM5S PIN: 4610 PW: Dlrv17!!
1065243 | Ultrasound - POCUS | Scanning Systems | Scanning Systems, Ultrasonic | Active | MSH | MSH | 5 | ICU | MSH 5 ICU | GE Healthcare | H45571CC - V Scan | 0 | 2023-02-18 |  | 2024-11-18 | INFO FOR SYSTEM CLONED FROM: Activation Key BRLYR-M23CL-A5GRG-DDUHZ-TXM5S PIN: 4610 PW: Dlrv17!!
1065244 | Monitors, Physiologic, Multipurpose, Bedside | Monitors, Physiologic | Monitors, Physiologic, Multipurpose, Bedside | Active | MSH | MSH | 5 | ICU | ICU | Philips Healthcare | 865240 - MX800 | DE703A7159 | 2022-11-18 | 10345 | 2023-11-18
1065245 | Monitors, Physiologic, Multipurpose, Bedside | Monitors, Physiologic | Monitors, Physiologic, Multipurpose, Bedside | Active | MSH | MSH | 5 | ICU | 5 | Philips Healthcare | 865240 - MX800 | DE703A7289 | 2022-11-18 | 10345 | 2023-11-18
1065246 | Monitors, Physiologic, Multipurpose, Bedside | Monitors, Physiologic | Monitors, Physiologic, Multipurpose, Bedside | Active | MSH | MSH | 5 | ICU | 5 | Philips Healthcare | 865240 - MX800 | DE703A7303 | 2022-11-18 | 10345 | 2023-11-18
1065247 | Monitors, Physiologic, Multipurpose, Bedside | Monitors, Physiologic | Monitors, Physiologic, Multipurpose, Bedside | Active | MSH | MSH | 5 | ICU | 5 | Philips Healthcare | 865240 - MX800 | DE703A7158 | 2022-11-18 | 10345 | 2023-11-18
1065248 | Monitors, Physiologic, Multipurpose, Bedside | Monitors, Physiologic | Monitors, Physiologic, Multipurpose, Bedside | Active | MSH | MSH | 5 | ICU | 5 | Philips Healthcare | 865240 - MX800 | DE703A7161 | 2022-11-18 | 10345 | 2023-11-18
1065249 | Monitors, Physiologic, Multipurpose, Bedside | Monitors, Physiologic | Monitors, Physiologic, Multipurpose, Bedside | Active | MSH | MSH | 5 | ICU | 5 | Philips Healthcare | 865240 - MX800 | DE703A7162 | 2022-11-18 | 10345 | 2023-11-18
1065250 | Monitors, Physiologic, Multipurpose, Bedside | Monitors, Physiologic | Monitors, Physiologic, Multipurpose, Bedside | Active | MSH | MSH | 5 | ICU | 5 | Philips Healthcare | 865240 - MX800 | DE703A7298 | 2022-11-18 | 10345 | 2023-11-18
1065251 | Monitors, Physiologic, Multipurpose, Bedside | Monitors, Physiologic | Monitors, Physiologic, Multipurpose, Bedside | Active | MSH | MSH | 5 | ICU | 5 | Philips Healthcare | 865240 - MX800 | DE703A7189 | 2022-11-18 | 10345 | 2023-11-18
1065252 | Monitors, Physiologic, Multipurpose, Bedside | Monitors, Physiologic | Monitors, Physiologic, Multipurpose, Bedside | Active | MSH | MSH | 5 | ICU | 5 | Philips Healthcare | 865240 - MX800 | DE703A7168 | 2022-11-18 | 10345 | 2023-11-18
1065253 | Monitors, Physiologic, Multipurpose, Bedside | Monitors, Physiologic | Monitors, Physiologic, Multipurpose, Bedside | Active | MSH | MSH | 5 | ICU | 5 | Philips Healthcare | 865240 - MX800 | DE703A7293 | 2022-11-18 | 10345 | 2023-11-18
1065254 | Monitors, Physiologic, Multipurpose, Bedside | Monitors, Physiologic | Monitors, Physiologic, Multipurpose, Bedside | Active | MSH | MSH | 5 | ICU | 5 | Philips Healthcare | 865240 - MX800 | DE703A7286 | 2022-11-18 | 10345 | 2023-11-18
1065255 | Monitors, Physiologic, Multipurpose, Bedside | Monitors, Physiologic | Monitors, Physiologic, Multipurpose, Bedside | Active | MSH | MSH | 5 | ICU | 5 | Philips Healthcare | 865240 - MX800 | DE703A7157 | 2022-11-18 | 10345 | 2023-11-18
1065265 | Scales, Patient, Floor | Scales | Scales, Patient, Floor | Active | MSH | MSH | 10S | Nursing 10S Geriatrics | 10S | SR INSTRUMENTS INC | 555 | WO-82545-001 | 2022-11-22 | 5001 | 2026-11-22 | Asset# 51233
1065271 | Breathing System | Anesthesia Units | Anesthesia Units | Active | MSH | MSH | 15U | Resp Therapy (Anesthesia) | L&D | Draeger Medical Canada | Zeus IE | ASJC-0017 | 2016-06-23 | 119000 | 2017-06-23 | Breathing System block
1065307 | Ultrasound | Scanning Systems | Scanning Systems, Ultrasonic | Active | MSH | MSH | 3 | JDMI - Ultrasound | MSH-5-US, Room 3 | Canon | TUS-A500 - Aplio 500 | 0 | 2011-12-01 | 185000 | 2012-12-01 | CURRENTLY AT MSH5 US RM 3 JANUARY 2024 Network Info , AET: TWH_APLIO_US3, IP: 10.3.48.83, PORT: 104, SUBNET 255.255.254.0, GATEWAY: 10.3.48.1 Same info as Aplio XG MIE 500734
1065308 | Monitors, Vital Signs | Monitors, Vital Signs | Monitors, Vital Signs | Active | MSH | MSH | 6 | Endoscopy | ENDO-6th | Welch Allyn | 68MXTX-B - CVSM 6000 | 100054195121 | 2022-09-01 |  | 2025-01-25 | Monitor with Masimo SPO2-SureTemp-Sure BP NIBP-,wifi 802.11 a/b/g and all accessories
1065309 | Monitors, Vital Signs | Monitors, Vital Signs | Monitors, Vital Signs | Active | MSH | MSH | 6 | Endoscopy | ENDO-6th | Welch Allyn | 68MXTX-B - CVSM 6000 | 100036251222 | 2022-09-01 |  | 2025-01-25 | Monitor with Masimo SPO2-SureTemp-Sure BP NIBP-,wifi 802.11 a/b/g and all accessories
1065310 | Monitors, Vital Signs | Monitors, Vital Signs | Monitors, Vital Signs | Active | MSH | MSH | 6 | Endoscopy | ENDO-6th | Welch Allyn | 68MXTX-B - CVSM 6000 | 100036391222 | 2022-09-01 |  | 2025-01-25 | Monitor with Masimo SPO2-SureTemp-Sure BP NIBP-,wifi 802.11 a/b/g and all accessories
1065311 | Monitors, Vital Signs | Monitors, Vital Signs | Monitors, Vital Signs | Active | MSH | MSH | 6 | Endoscopy | ENDO-6th | Welch Allyn | 68MXTX-B - CVSM 6000 | 100038991522 | 2022-09-01 |  | 2025-01-25 | Monitor with Masimo SPO2-SureTemp-Sure BP NIBP-,wifi 802.11 a/b/g and all accessories
1065312 | Monitors, Vital Signs | Monitors, Vital Signs | Monitors, Vital Signs | Active | MSH | MSH | 6 | Endoscopy | ENDO-6th | Welch Allyn | 68MXTX-B - CVSM 6000 | 100036371222 | 2022-09-01 |  | 2025-01-25 | Monitor with Masimo SPO2-SureTemp-Sure BP NIBP-,wifi 802.11 a/b/g and all accessories
1065313 | Monitors, Vital Signs | Monitors, Vital Signs | Monitors, Vital Signs | Active | MSH | MSH | 6 | Endoscopy | ENDO-6th | Welch Allyn | 68MXTX-B - CVSM 6000 | 100018720722 | 2022-09-01 |  | 2025-01-25 | Monitor with Masimo SPO2-SureTemp-Sure BP NIBP-,wifi 802.11 a/b/g and all accessories
1065314 | Monitors, Vital Signs | Monitors, Vital Signs | Monitors, Vital Signs | Active | MSH | MSH | 6 | Endoscopy | ENDO-6th | Welch Allyn | 68MXTX-B - CVSM 6000 | 100039031522 | 2022-09-01 |  | 2025-01-25 | Monitor with Masimo SPO2-SureTemp-Sure BP NIBP-,wifi 802.11 a/b/g and all accessories
1065315 | X3-Monitors, Physiologic | Monitors, Physiologic | Monitors, Physiologic, Patient Transport | Active | MSH | MSH | 6 | Endoscopy | ENDO-6th | Philips Healthcare | 867030 - X3 | DE752R0828 | 2022-10-25 |  | 2024-01-23 | X3 Monitors, Physiologic, Patient Transport OPTIONS, A04,B06,C12,E31,H72,147 ( ITS 2.4GHZ) , SC1, SP5
1065316 | X3-Monitors, Physiologic | Monitors, Physiologic | Monitors, Physiologic, Patient Transport | Active | MSH | MSH | 6 | Endoscopy | ENDO-6th | Philips Healthcare | 867030 - X3 | DE752R0673 | 2022-10-25 |  | 2024-01-23 | X3 Monitors, Physiologic, Patient Transport OPTIONS, A04,B06,C12,E31,H72,147 ( ITS 2.4GHZ) , SC1, SP5
1065317 | X3-Monitors, Physiologic | Monitors, Physiologic | Monitors, Physiologic, Patient Transport | Active | MSH | MSH | 6 | Endoscopy | ENDO-6th | Philips Healthcare | 867030 - X3 | DE752R0783 | 2022-10-25 |  | 2024-01-23 | X3 Monitors, Physiologic, Patient Transport OPTIONS, A04,B06,C12,E31,H72,147 ( ITS 2.4GHZ) , SC1, SP5
1065318 | X3-Monitors, Physiologic | Monitors, Physiologic | Monitors, Physiologic, Patient Transport | Active | MSH | MSH | 6 | Endoscopy | ENDO-6th | Philips Healthcare | 867030 - X3 | DE752R0829 | 2022-10-25 |  | 2024-01-23 | X3 Monitors, Physiologic, Patient Transport OPTIONS, A04,B06,C12,E31,H72,147 ( ITS 2.4GHZ) , SC1, SP5 room ENDO#1
1065319 | X3-Monitors, Physiologic | Monitors, Physiologic | Monitors, Physiologic, Patient Transport | Active | MSH | MSH | 6 | Endoscopy | ENDO-6th | Philips Healthcare | 867030 - X3 | DE752R0776 | 2022-10-25 |  | 2024-01-23 | X3 Monitors, Physiologic, Patient Transport OPTIONS, A04,B06,C12,E31,H72,147 ( ITS 2.4GHZ) , SC1, SP5
1065320 | Intellivue Microstream EtCO2- Physiologic Monitor Modules, Exhaled Carbon Dioxide | Physiologic Monitor Modules | Physiologic Monitor Modules, Exhaled Carbon Dioxide | Active | MSH | MSH | 6 | Endoscopy | ENDO-6th | Philips Healthcare | 867041 - Microstream Extension | DE742B1753 | 2022-09-01 |  | 2024-01-23 | room ENDO#1
1065321 | Intellivue Microstream EtCO2- Physiologic Monitor Modules, Exhaled Carbon Dioxide | Physiologic Monitor Modules | Physiologic Monitor Modules, Exhaled Carbon Dioxide | Active | MSH | MSH | 6 | Endoscopy | ENDO-6th | Philips Healthcare | 867041 - Microstream Extension | DE742B1743 | 2022-09-01 |  | 2024-01-23
1065322 | Intellivue Microstream EtCO2- Physiologic Monitor Modules, Exhaled Carbon Dioxide | Physiologic Monitor Modules | Physiologic Monitor Modules, Exhaled Carbon Dioxide | Active | MSH | MSH | 6 | Endoscopy | ENDO-6th | Philips Healthcare | 867041 - Microstream Extension | DE742B1775 | 2022-09-01 |  | 2024-01-23
1065323 | Intellivue Microstream EtCO2- Physiologic Monitor Modules, Exhaled Carbon Dioxide | Physiologic Monitor Modules | Physiologic Monitor Modules, Exhaled Carbon Dioxide | Active | MSH | MSH | 6 | Endoscopy | ENDO-6th | Philips Healthcare | 867041 - Microstream Extension | DE742B1731 | 2022-09-01 |  | 2024-01-23
1065324 | Monitors, Physiologic, Multipurpose, Bedside | Monitors, Physiologic | Monitors, Physiologic, Multipurpose, Bedside | Active | MSH | MSH | 6 | Endoscopy | 6, ENDO room#4 | Philips Healthcare | 865240 - MX800 | DE703A7508 | 2022-09-01 | 10345 | 2024-01-23 | Options: A12, C07, H12, J13, X90 rev. N Equi label ENDO-D
1065334 | Breathing System | Anesthesia Units | Anesthesia Units | Active | MSH | MSH | 7 | Resp Therapy (Anesthesia) | OR | Draeger Medical Canada | Zeus IE | ASJC-0069 | 2016-05-30 |  |  | BREATHING SYSTEM ONLY, device labelled #10. SN Cover ASHL-0040 Safety Valve ASHN-0098
1065345 | Carts, Medication | Carts | Carts, Medication | Active | MSH | MSH | 1 | Biomedical Engineering | 1st Floor | Capsa Healthcare | Carelink Mobile Nurse Station - 207010 | 22-014313-M48 | 2022-12-07
1065350 | Waterless Milk Warmer | WARMERS | WARMERS, SOLUTION | Active | MSH | MSH | 17U | NICU | NICU | MEDELA INC | 87115 | 1890757 | 2021-02-04 |  | 2027-11-27
1065352 | Video Systems, Endoscopic | Video Systems | Video Systems, Endoscopic | Active | MSH | MSH | 4 | ENT Clinic | ENT | STORZ INSTRUMENT CO | TP101 - Telepack+ | XN06728 | 2022-12-09 |  | 2023-12-09 | Warranty started from date of install.
1065401 | Dental Hand Instruments | Dental Hand Instruments | Dental Hand Instruments | Active | MSH | MSH | 7 | Dental Clinic | OR19 | Brasseler USA | ELXT-U - 5027634UO | 0 | 2022-12-15
1065405 | Chairs, Rehabilitation | Chairs | Chairs, Rehabilitation | Active | MSH | MSH | 16U | Physiotherapy | Hip/Knee Rehab | Winco | TransMotion - TMM3B | TMM3000000183 | 2022-12-09 |  |  | Located on the 16th floor Has a remote attached to the side to control movements Comes with two Batteries and charging station Charging Station Model: TMA57-15 Universal Charger
1065409 | Monitors, Vital Signs-SPO2-NBP-CO2 and ECG module | Monitors, Vital Signs | Monitors, Vital Signs | Active | MSH | IVF-Dundas | 7 | IVF Clinic | 7th Floor | Welch Allyn | 68MXTX - CVSM 6000 | 100076523322 | 2022-12-19 |  | 2024-12-19 | it comes with SPO2-NBP and CO2 also there is ECG module connected through USB to the monitor but not used by user,
1065410 | Vein Finders | Vein Finders | Vein Finders | Active | MSH | MSH | 14S | Nursing 14S Medicine | 14th Floor - South Side | CHRISTIE MEDICAL HOLDINGS, INC. | M870134003104011A - VeinViewer Vision2 | INSIA6530 | 2022-12-15 | 1000 | 2023-12-15 | contact: Christine Bean - Reginal sales manager CHS
1065411 | COMPUTER, LAPTOP | COMPUTER | COMPUTER, LAPTOP | Active | MSH | MSH | 1 | Biomedical Engineering | BIOMED | CDW | Vector GP66 12UGS-028CA | K2205N0007278 | 2022-12-20 |  | 2023-12-20 | Purchased from CDW Canada 107 Woodlawn Road West Guelph, ON N1H 1B4
1065413 | COMPRESSION UNITS | COMPRESSION UNITS | COMPRESSION UNITS | Active | MSH | MSH | 7 | SURGICAL SUITE (COMBINED WITH CYSTO) | OR | The Kendall Company | 29525 | V2015346SX | 2020-12-09 |  |  | The unit was replaced, original SN V1946148SX 24/11/2022
1065418 | Server iX - Image Capture PACSgear | Server iX | Server iX | Active | MSH | MSH | 6 | Endoscopy | Endoscopy Room #2 | Hyland Software | PACSgear | DH3807120 | 2022-12-15 |  | 2023-12-22 | Unit is the replacement of retired asset tag# 1056118. No accessories and cables came with the replacement.
1065439 | Thermometers, Electronic, Infrared, Ear | Thermometers | Thermometers, Electronic, Infrared, Ear | Active | MSH | MSH | 6 | Endoscopy | ENDO-6th | B.BRAUN | PRO 6000 | 25822K60606 | 2020-04-23 |  | 2025-12-14
1065440 | Thermometers, Electronic, Infrared, Ear | Thermometers | Thermometers, Electronic, Infrared, Ear | Active | MSH | MSH | 6 | Endoscopy | ENDO-6th | B.BRAUN | PRO 6000 | 25122K61284 | 2020-04-23 |  | 2025-12-14
1065463 | Lifts, Patient Transfer | Lifts | Lifts, Patient Transfer | Active | MSH | MSH | 6 | Nursing 14S Medicine | ENDO | Handicare Canada | EVA-450EEL | 60100006 | 2022-12-14 | 9001 | 2023-12-14 | Sling bar SN:
1065480 | Gamma Detection System | Gamma Detection System | Gamma Detection System | Active | MSH | MSH | 7 | SURGICAL SUITE (COMBINED WITH CYSTO) | OR | Devicor Medical | 2400 - Neoprobe Console | 223366842 | 2023-01-10 |  | 2024-01-10 | Probe (REF NBP14A) SNs (also listed on 1065481) 1101-55084 1101-55069 1101-55078 1101-55080 1101-55082 1101-55055
1065481 | Gamma Detection System | Gamma Detection System | Gamma Detection System | Active | MSH | MSH | 7 | SURGICAL SUITE (COMBINED WITH CYSTO) | OR | Devicor Medical | 2400 - Neoprobe Console | 223366832 | 2023-01-10 |  | 2024-01-10 | Probe (REF NBP14A) SNs (also listed on 1065480) 1101-55084 1101-55069 1101-55078 1101-55080 1101-55082 1101-55055
1065499 | BLADDER SCANNER | BLADDER SCANNER | BLADDER SCANNER | Active | MSH | OPG | 8th Floor | Urogynaecology-OPG | 8th Floor | Verathon Medical | Prime Plus | C1525254 | 2023-01-11 |  | 2028-01-11 | probe SN P1533772 Battery SN A014847 & A014843 Batery Charger SN 300596
1065500 | BLADDER SCANNER | BLADDER SCANNER | BLADDER SCANNER | Active | MSH | OPG | 8th Floor | Urogynaecology-OPG | 8th Floor | Verathon Medical | Prime Plus | C1525255 | 2023-01-11 |  | 2028-01-11 | probe SN P1533773 Battery SN A014849 & A014834 Batery Charger SN 300597
1065513 | Waste Manager System | Waste Management System | Waste Manager System | Active | MSH | MSH | 7 | SURGICAL SUITE (COMBINED WITH CYSTO) | OR | STRYKER CORP | Neptune Docking Station - 0702-014-000 | 1928016773 | 2021-09-24 |  |  | In cleaning room by service elevator
1065514 | Waste Manager System | Waste Management System | Waste Manager System | Active | MSH | MSH | 7 | SURGICAL SUITE (COMBINED WITH CYSTO) | OR | STRYKER CORP | Neptune Docking Station - 0702-014-000 | 2004908003 | 2021-09-24 |  |  | In cleaning room by service elevator
1065515 | Waste Manager System | Waste Management System | Waste Manager System | Active | MSH | MSH | 7 | SURGICAL SUITE (COMBINED WITH CYSTO) | OR | STRYKER CORP | Neptune Docking Station - 0702-014-000 | 2016407283 | 2021-09-24 |  |  | Found in small room by Pod C and Satalite Pathology lab
1065516 | Waste Manager System | Waste Management System | Waste Manager System | Active | MSH | MSH | 7 | SURGICAL SUITE (COMBINED WITH CYSTO) | OR | STRYKER CORP | Neptune Docking Station - 0702-014-000 | 1916816483 | 2021-09-24 |  |  | Found in small room by Pod C and Satalite Pathology lab
1065517 | Scales, Patient, Floor | Scales | Scales, Patient, Floor | Active | MSH | MSH | 6 | General Oncology Clinic | Oncology | HEALTH O METER INC | 597KL | 597T015962 | 2023-01-12 |  | 2024-01-13 | Purchased form Medline Canada
1065518 | Scales, Patient, Floor | Scales | Scales, Patient, Floor | Active | MSH | MSH | 6 | General Oncology Clinic | Oncology | HEALTH O METER INC | 597KL | 597T016058 | 2023-01-12 |  | 2024-01-13 | Purchased form Medline Canada
1065522 | BLADDER SCANNER | BLADDER SCANNER | BLADDER SCANNER | Active | MSH | MSH | 15M | Nursing 15 Murray/Antenatal | Antenatal | Verathon Medical | Prime Plus | C1525206 | 2023-01-13 |  | 2028-01-11 | probe SN P1533758 Battery SN A014690 & A014689 Batery Charger SN 300590
1065526 | 700 Sequential Compression System | 700 Sequential Compression System | 700 Sequential Compression System | Active | MSH | MSH | 15U | Obstetrical Suite (L&D) | L&D | The Kendall Company | 29525 | V1963580SX | 2023-01-13 | 1001 |  | Note: Cardinal Health has rented us these units free of charge, but we will be buying our own consumables for them.
1065527 | 700 Sequential Compression System | 700 Sequential Compression System | 700 Sequential Compression System | Active | MSH | MSH | 15U | Obstetrical Suite (L&D) | L&D | The Kendall Company | 29525 | V1963583SX | 2023-01-13 | 1001 |  | Note: Cardinal Health has rented us these units free of charge, but we will be buying our own consumables for them.
1065549 | BLADDER SCANNER | BLADDER SCANNER | BLADDER SCANNER | Active | MSH | 60MURR | 6 | Urolog. Wellness Koffler | Urology | Verathon Medical | Prime Plus | C1525240 | 2022-03-01 |  | 2026-11-29 | Probe SN P1529953 ** All physical damages covered under warranty **
1065550 | Stretchers | Stretchers | Stretchers | Active | MSH | MSH | 5 | ICU | ICU (SIM Room) | STRYKER CORP | 1115000030 | 2022006707809 | 2022-10-07 |  | 2024-10-07 | Parts and Labour 2yr warranty
1065556 | THERMOMETERS, INFRARED, EAR | Thermometers | THERMOMETERS, INFRARED, EAR | Active | MSH | 60MURR | 2 | Rheumatology | Rheumatology | Welch Allyn | Pro 6000 | 10222K56069 | 2023-01-20 |  | 2024-01-20
1065557 | THERMOMETERS, INFRARED, EAR | Thermometers | THERMOMETERS, INFRARED, EAR | Active | MSH | 60MURR | 2 | Rheumatology | Rheumatology | Welch Allyn | Pro 6000 | 10822K60684 | 2023-01-20 |  | 2024-01-20
1065560 | Thermometers, Electronic, Thermistor/Thermocouple, Patient | Thermometers | Thermometers, Electronic, Thermistor/Thermocouple, Patient | Active | MSH | MSH | 17U | NICU | NICU | Cardinal Health Canada Inc | Filac 3000 AD | A2060271X | 2022-11-04
1065561 | Thermometers, Electronic, Thermistor/Thermocouple, Patient | Thermometers | Thermometers, Electronic, Thermistor/Thermocouple, Patient | Active | MSH | MSH | 17U | NICU | NICU | Cardinal Health Canada Inc | Filac 3000 AD | A1957354X | 2022-11-04
1065563 | Scalers, Dental, Ultrasonic | Scalers | Scalers, Dental, Ultrasonic | Active | MSH | MSH | 4 | Dental Clinic | Dentistry | CAULK DENTSPLY | Cavitron Plus GEN_-131 | G136-109051 | 2022-11-01 | 1736.21 |  | Service is done by the vendor. Not supported by Biomed. Asset tagged and input in TMS for inventory purposes only.
1065564 | Blood Pressure Monitor | Blood Pressure Monitor with ComFit Cuff | Blood Pressure Monitor with ComFit Cuff | Active | MSH | MSH | 17U | NICU | NICU | TYCOS INTRUMENTS INC | 303000 | 9302121622 | 2019-05-16 |  | 2020-05-16
1065567 | Breathing System | Anesthesia Units | Anesthesia Units | Active | MSH | MSH | 7 | Resp Therapy (Anesthesia) | OR | Draeger Medical Canada | Zeus IE | ASNK-0029 | 2021-03-01 |  | 2022-03-01 | Label #26 BREATHING SYSTEM ONLY SN Cover ASNJ-0004 Safety Valve ASNJ-0011
1065595 | Injectors, Contrast Media | Injectors | Injectors, Contrast Media | Active | MSH | MSH | 5 | JDMI - Angio/Interventional | 510 Angio Lab 2 | Bayer | Arterion 7 |  | 2022-09-01
1065603 | Incubators, Infant, Mobile | Incubators | Incubators, Infant, Mobile | Active | MSH | MSH | 17U | NICU | NICU | GE Healthcare | Omnibed | TABB70771 | 2023-02-03 | 65000 | 2024-02-03 | Demo unit
1065604 | Transducer, Fetal Monitoring | Transducer | Transducer, Fetal Monitoring | Active | MSH | MSH | 15U | Obstetrical Suite (L&D) | L&D | Philips Healthcare | M2736A | DE433H6518 | 2023-02-06 |  | 2024-02-06
1065605 | Transducer, Fetal Monitoring | Transducer | Transducer, Fetal Monitoring | Active | MSH | MSH | 15U | Obstetrical Suite (L&D) | L&D | Philips Healthcare | M2736A | DE433H6585 | 2023-02-06 |  | 2024-02-06
1065606 | Transducer, Fetal Monitoring | Transducer | Transducer, Fetal Monitoring | Active | MSH | MSH | 15U | Obstetrical Suite (L&D) | L&D | Philips Healthcare | M2736A | DE433H6588 | 2023-02-06 |  | 2024-02-06
1065607 | Transducer, Fetal Monitoring | Transducer | Transducer, Fetal Monitoring | Active | MSH | MSH | 15U | Obstetrical Suite (L&D) | L&D | Philips Healthcare | M2736A | DE433H6593 | 2023-02-06 |  | 2024-02-06
1065608 | Transducer, Fetal Monitoring | Transducer | Transducer, Fetal Monitoring | Active | MSH | MSH | 15U | Obstetrical Suite (L&D) | L&D | Philips Healthcare | M2736A | DE433H6594 | 2023-02-06 |  | 2024-02-06
1065609 | Bassinets | Bassinets | Bassinets | Active | MSH | MSH | 16M | Mother & Baby | M&B | Getinge International Inc | Helo Bassinet-3957 | 18-1387 | 2023-02-06
1065611 | Robots | Robots | Robots | Active | MSH | MSH | 7 | SURGICAL SUITE (COMBINED WITH CYSTO) | OR | Intuitive Surgical Inc | PS4000 - Da Vinci SYSTEM | SYSTEM | 2020-11-16 |  |  | Kept in OR 11 Under service contract and maintained by the vendor PO is attached to the Asset. SN info attached as picture to Asset.
1065612 | Robots | Robots | Robots | Active | MSH | MSH | 7 | SURGICAL SUITE (COMBINED WITH CYSTO) | OR | Depuy Ireland Ltd | VELYS Robotic-Assisted Solution | BAS1481 | 2023-02-08 |  | 2024-02-09 | Under service contract. Alex Greig < AGreig@its.jnj.com >
1065613 | 700 Sequential Compression System | 700 Sequential Compression System | 700 Sequential Compression System | Active | MSH | MSH | 5 | ICU | 5 | The Kendall Company | 29525 | V1806426SX | 2014-01-29 | 1001 | 2015-01-29 | ICU #1 Battery Li. BME Screen and test Lease agreemen with Covidient. Vendor replaced sn. SN0823093 with SN1019888, 06.27.2013
1065624 | Access Point | Network Equipment | Access Point | Active | MSH | MSH | 18 | Biomedical Engineering | 18th Floor | Philips Healthcare | ITS4852A | US22207884 | 2020-06-01 | 1180 | 2021-10-28 | Telemetry Wireless System. AP18-06
1065625 | Access Point | Network Equipment | Access Point | Active | MSH | MSH | 18 | Biomedical Engineering | 18th Floor | Philips Healthcare | ITS4852A | US22207705 | 2020-06-01 | 1180 | 2021-10-28 | Telemetry Wireless System. AP18-05
1065626 | Access Point | Network Equipment | Access Point | Active | MSH | MSH | 18 | Biomedical Engineering | 18th Floor | Philips Healthcare | ITS4852A | US22207663 | 2020-06-01 | 1180 | 2021-10-28 | Telemetry Wireless System. AP18-08
1065627 | Access Point | Network Equipment | Access Point | Active | MSH | MSH | 18 | Biomedical Engineering | 18th Floor | Philips Healthcare | ITS4852A | US22207714 | 2020-06-01 | 1180 | 2021-10-28 | Telemetry Wireless System. AP18-07
1065639 | Electrosurgical Units | Electrosurgical Units | Electrosurgical Units | Active | MSH | MSH | 7 | SURGICAL SUITE (COMBINED WITH CYSTO) | 7th Floor - OR | KARL STORZ ENDOSCOPY-AMERICA INC | UH400 | 40107197 | 2022-12-08 |  | 2023-12-08
1065640 | Electrosurgical Units | Electrosurgical Units | Electrosurgical Units | Active | MSH | MSH | 7 | SURGICAL SUITE (COMBINED WITH CYSTO) | 7th Floor - OR | KARL STORZ ENDOSCOPY-AMERICA INC | UH400 | 40107210 | 2022-12-08 |  | 2023-12-08
1065645 | Thermometers, Electronic | Thermometers | Thermometers, Electronic | Active | MSH | MSH | 5 | ICU | ICU | Welch Allyn | 692-Sure Temp Plus | 22205346 | 2023-01-26 |  | 2025-01-26
1065646 | Thermometers, Electronic | Thermometers | Thermometers, Electronic | Active | MSH | MSH | 5 | ICU | ICU | Welch Allyn | 692-Sure Temp Plus | 22498793 | 2023-01-26 |  | 2025-01-26
1065647 | Thermometers, Electronic | Thermometers | Thermometers, Electronic | Active | MSH | MSH | 5 | ICU | ICU | Welch Allyn | 692-Sure Temp Plus | 22222262 | 2023-01-26 |  | 2025-01-26
1065648 | Thermometers, Electronic | Thermometers | Thermometers, Electronic | Active | MSH | MSH | 5 | ICU | ICU | Welch Allyn | 692-Sure Temp Plus | 22205351 | 2023-01-26 |  | 2025-01-26
1065649 | Thermometers, Electronic | Thermometers | Thermometers, Electronic | Active | MSH | MSH | 5 | ICU | ICU | Welch Allyn | 692-Sure Temp Plus | 22205320 | 2023-01-26 |  | 2025-01-26
1065650 | Thermometers, Electronic | Thermometers | Thermometers, Electronic | Active | MSH | MSH | 5 | ICU | ICU | Welch Allyn | 692-Sure Temp Plus | 22205316 | 2023-01-26 |  | 2025-01-26
1065651 | Thermometers, Electronic | Thermometers | Thermometers, Electronic | Active | MSH | MSH | 5 | ICU | ICU | Welch Allyn | 692-Sure Temp Plus | 22262012 | 2023-01-26 |  | 2025-01-26
1065652 | Thermometers, Electronic | Thermometers | Thermometers, Electronic | Active | MSH | MSH | 5 | ICU | ICU | Welch Allyn | 692-Sure Temp Plus | 22205323 | 2023-01-26 |  | 2025-01-26
1065653 | Thermometers, Electronic | Thermometers | Thermometers, Electronic | Active | MSH | MSH | 5 | ICU | ICU | Welch Allyn | 692-Sure Temp Plus | 22205344 | 2023-01-26 |  | 2025-01-26
1065654 | Thermometers, Electronic | Thermometers | Thermometers, Electronic | Active | MSH | MSH | 5 | ICU | ICU | Welch Allyn | 692-Sure Temp Plus | 22205315 | 2023-01-26 |  | 2025-01-26
1065655 | Thermometers, Electronic | Thermometers | Thermometers, Electronic | Active | MSH | MSH | 5 | ICU | ICU | Welch Allyn | 692-Sure Temp Plus | 22205355 | 2023-01-26 |  | 2025-01-26
1065656 | Thermometers, Electronic | Thermometers | Thermometers, Electronic | Active | MSH | MSH | 5 | ICU | ICU | Welch Allyn | 692-Sure Temp Plus | 22205367 | 2023-01-26 |  | 2025-01-26
1065657 | Thermometers, Electronic | Thermometers | Thermometers, Electronic | Active | MSH | MSH | 5 | ICU | ICU | Welch Allyn | 692-Sure Temp Plus | 22259010 | 2023-01-26 |  | 2025-01-26
1065658 | Thermometers, Electronic | Thermometers | Thermometers, Electronic | Active | MSH | MSH | 5 | ICU | ICU | Welch Allyn | 692-Sure Temp Plus | 22205321 | 2023-01-26 |  | 2025-01-26
1065659 | Thermometers, Electronic | Thermometers | Thermometers, Electronic | Active | MSH | MSH | 5 | ICU | ICU | Welch Allyn | 692-Sure Temp Plus | 22498819 | 2023-01-26 |  | 2025-01-26
1065660 | Thermometers, Electronic | Thermometers | Thermometers, Electronic | Active | MSH | MSH | 5 | ICU | ICU | Welch Allyn | 692-Sure Temp Plus | 22222297 | 2023-01-26 |  | 2025-01-26
1065661 | Thermometers, Electronic | Thermometers | Thermometers, Electronic | Active | MSH | MSH | 5 | ICU | ICU | Welch Allyn | 692-Sure Temp Plus | 22222256 | 2023-01-26 |  | 2025-01-26
1065662 | Thermometers, Electronic | Thermometers | Thermometers, Electronic | Active | MSH | MSH | 5 | ICU | ICU | Welch Allyn | 692-Sure Temp Plus | 22205319 | 2023-01-26 |  | 2025-01-26
1065663 | Thermometers, Electronic | Thermometers | Thermometers, Electronic | Active | MSH | MSH | 5 | ICU | ICU | Welch Allyn | 692-Sure Temp Plus | 22205358 | 2023-01-26 |  | 2025-01-26
1065664 | Thermometers, Electronic | Thermometers | Thermometers, Electronic | Active | MSH | MSH | 5 | ICU | ICU | Welch Allyn | 692-Sure Temp Plus | 22222338 | 2023-01-26 |  | 2025-01-26
1065665 | Thermometers, Electronic | Thermometers | Thermometers, Electronic | Active | MSH | MSH | 5 | ICU | ICU | Welch Allyn | 692-Sure Temp Plus | 22205317 | 2023-01-26 |  | 2025-01-26
1065666 | Thermometers, Electronic | Thermometers | Thermometers, Electronic | Active | MSH | MSH | 5 | ICU | ICU | Welch Allyn | 692-Sure Temp Plus | 22259032 | 2023-01-26 |  | 2025-01-26
1065667 | Thermometers, Electronic | Thermometers | Thermometers, Electronic | Active | MSH | MSH | 5 | ICU | ICU | Welch Allyn | 692-Sure Temp Plus | 22205318 | 2023-01-26 |  | 2025-01-26
1065668 | Thermometers, Electronic | Thermometers | Thermometers, Electronic | Active | MSH | MSH | 5 | ICU | ICU | Welch Allyn | 692-Sure Temp Plus | 22205365 | 2023-01-26 |  | 2025-01-26
1065669 | Thermometers, Electronic | Thermometers | Thermometers, Electronic | Active | MSH | MSH | 5 | ICU | ICU | Welch Allyn | 692-Sure Temp Plus | 22259003 | 2023-01-26 |  | 2025-01-26
1065670 | Thermometers, Electronic | Thermometers | Thermometers, Electronic | Active | MSH | MSH | 5 | ICU | ICU | Welch Allyn | 692-Sure Temp Plus | 22259047 | 2023-01-26 |  | 2025-01-26
1065671 | Thermometers, Electronic | Thermometers | Thermometers, Electronic | Active | MSH | MSH | 5 | ICU | ICU | Welch Allyn | 692-Sure Temp Plus | 22205342 | 2023-01-26 |  | 2025-01-26
1065672 | Thermometers, Electronic | Thermometers | Thermometers, Electronic | Active | MSH | MSH | 5 | ICU | ICU | Welch Allyn | 692-Sure Temp Plus | 22259019 | 2023-01-26 |  | 2025-01-26
1065673 | Thermometers, Electronic | Thermometers | Thermometers, Electronic | Active | MSH | MSH | 5 | ICU | ICU | Welch Allyn | 692-Sure Temp Plus | 22259106 | 2023-01-26 |  | 2025-01-26
1065674 | Thermometers, Electronic | Thermometers | Thermometers, Electronic | Active | MSH | MSH | 5 | ICU | ICU | Welch Allyn | 692-Sure Temp Plus | 21463393 | 2023-01-26 |  | 2025-01-26
1065675 | Thermometers, Electronic | Thermometers | Thermometers, Electronic | Active | MSH | MSH | 5 | ICU | ICU | Welch Allyn | 692-Sure Temp Plus | 21463049 | 2023-01-26 |  | 2025-01-26
1065676 | Thermometers, Electronic | Thermometers | Thermometers, Electronic | Active | MSH | MSH | 5 | ICU | ICU | Welch Allyn | 692-Sure Temp Plus | 22262048 | 2023-01-26 |  | 2025-01-26
1065677 | Thermometers, Electronic | Thermometers | Thermometers, Electronic | Active | MSH | MSH | 5 | ICU | ICU | Welch Allyn | 692-Sure Temp Plus | 21463262 | 2023-01-26 |  | 2025-01-26
1065678 | Thermometers, Electronic | Thermometers | Thermometers, Electronic | Active | MSH | MSH | 5 | ICU | ICU | Welch Allyn | 692-Sure Temp Plus | 22259026 | 2023-01-26 |  | 2025-01-26
1065679 | Thermometers, Electronic | Thermometers | Thermometers, Electronic | Active | MSH | MSH | 5 | ICU | ICU | Welch Allyn | 692-Sure Temp Plus | 21463007 | 2023-01-26 |  | 2025-01-26
1065680 | Thermometers, Electronic | Thermometers | Thermometers, Electronic | Active | MSH | MSH | 5 | ICU | ICU | Welch Allyn | 692-Sure Temp Plus | 22205360 | 2023-01-26 |  | 2025-01-26
1065681 | Thermometers, Electronic | Thermometers | Thermometers, Electronic | Active | MSH | MSH | 5 | ICU | ICU | Welch Allyn | 692-Sure Temp Plus | 22205322 | 2023-01-26 |  | 2025-01-26
1065686 | INFUSION PUMPS, GENERAL PURPOSE | INFUSION PUMPS | INFUSION PUMPS, GENERAL PURPOSE | Active | MSH | MSH | MSH | Central Dispatch | MSH-PC Unit | Alaris Medical Systems | 8015 - PCU | 16192769 | 2023-01-30 | 1200 | 2024-01-30
1065687 | INFUSION PUMPS, GENERAL PURPOSE | INFUSION PUMPS | INFUSION PUMPS, GENERAL PURPOSE | Active | MSH | MSH | MSH | Central Dispatch | MSH-LVP | Alaris Medical Systems | 8100 - LVP Module | 16183156 | 2023-01-30 | 1200 | 2024-01-30
1065690 | INFUSION PUMPS, GENERAL PURPOSE | INFUSION PUMPS | INFUSION PUMPS, GENERAL PURPOSE | Active | MSH | MSH | MSH | Central Dispatch | MSH-PC Unit | Alaris Medical Systems | 8015 - PCU | 16192797 | 2023-01-30 | 1200 | 2024-01-30
1065691 | INFUSION PUMPS, GENERAL PURPOSE | INFUSION PUMPS | INFUSION PUMPS, GENERAL PURPOSE | Active | MSH | MSH | MSH | Central Dispatch | MSH-PC Unit | Alaris Medical Systems | 8015 - PCU | 16192799 | 2023-01-30 | 1200 | 2024-01-30
1065692 | INFUSION PUMPS, GENERAL PURPOSE | INFUSION PUMPS | INFUSION PUMPS, GENERAL PURPOSE | Active | MSH | MSH | MSH | Central Dispatch | MSH-PC Unit | Alaris Medical Systems | 8015 - PCU | 16192801 | 2023-01-30 | 1200 | 2024-01-30
1065693 | INFUSION PUMPS, GENERAL PURPOSE | INFUSION PUMPS | INFUSION PUMPS, GENERAL PURPOSE | Active | MSH | MSH | MSH | Central Dispatch | MSH-PC Unit | Alaris Medical Systems | 8015 - PCU | 16192802 | 2023-01-30 | 1200 | 2024-01-30
1065694 | INFUSION PUMPS, GENERAL PURPOSE | INFUSION PUMPS | INFUSION PUMPS, GENERAL PURPOSE | Active | MSH | MSH | MSH | Central Dispatch | MSH-PC Unit | Alaris Medical Systems | 8015 - PCU | 16192806 | 2023-01-30 | 1200 | 2024-01-30
1065695 | INFUSION PUMPS, GENERAL PURPOSE | INFUSION PUMPS | INFUSION PUMPS, GENERAL PURPOSE | Active | MSH | MSH | MSH | Central Dispatch | MSH-PC Unit | Alaris Medical Systems | 8015 - PCU | 16192808 | 2023-01-30 | 1200 | 2024-01-30
1065696 | INFUSION PUMPS, GENERAL PURPOSE | INFUSION PUMPS | INFUSION PUMPS, GENERAL PURPOSE | Active | MSH | MSH | MSH | Central Dispatch | MSH-PC Unit | Alaris Medical Systems | 8015 - PCU | 16192812 | 2023-01-30 | 1200 | 2024-01-30
1065697 | INFUSION PUMPS, GENERAL PURPOSE | INFUSION PUMPS | INFUSION PUMPS, GENERAL PURPOSE | Active | MSH | MSH | MSH | Central Dispatch | MSH-PC Unit | Alaris Medical Systems | 8015 - PCU | 16192813 | 2023-01-30 | 1200 | 2024-01-30
1065698 | INFUSION PUMPS, GENERAL PURPOSE | INFUSION PUMPS | INFUSION PUMPS, GENERAL PURPOSE | Active | MSH | MSH | MSH | Central Dispatch | MSH-PC Unit | Alaris Medical Systems | 8015 - PCU | 16192840 | 2023-01-30 | 1200 | 2024-01-30
1065699 | INFUSION PUMPS, GENERAL PURPOSE | INFUSION PUMPS | INFUSION PUMPS, GENERAL PURPOSE | Active | MSH | MSH | MSH | Central Dispatch | MSH-PC Unit | Alaris Medical Systems | 8015 - PCU | 16192842 | 2023-01-30 | 1200 | 2024-01-30
1065700 | INFUSION PUMPS, GENERAL PURPOSE | INFUSION PUMPS | INFUSION PUMPS, GENERAL PURPOSE | Active | MSH | MSH | MSH | Central Dispatch | MSH-PC Unit | Alaris Medical Systems | 8015 - PCU | 16192843 | 2023-01-30 | 1200 | 2024-01-30
1065701 | INFUSION PUMPS, GENERAL PURPOSE | INFUSION PUMPS | INFUSION PUMPS, GENERAL PURPOSE | Active | MSH | MSH | MSH | Central Dispatch | MSH-PC Unit | Alaris Medical Systems | 8015 - PCU | 16192844 | 2023-01-30 | 1200 | 2024-01-30
1065702 | INFUSION PUMPS, GENERAL PURPOSE | INFUSION PUMPS | INFUSION PUMPS, GENERAL PURPOSE | Active | MSH | MSH | MSH | Central Dispatch | MSH-PC Unit | Alaris Medical Systems | 8015 - PCU | 16192845 | 2023-01-30 | 1200 | 2024-01-30
1065703 | INFUSION PUMPS, GENERAL PURPOSE | INFUSION PUMPS | INFUSION PUMPS, GENERAL PURPOSE | Active | MSH | MSH | MSH | Central Dispatch | MSH-PC Unit | Alaris Medical Systems | 8015 - PCU | 16192846 | 2023-01-30 | 1200 | 2024-01-30
1065704 | INFUSION PUMPS, GENERAL PURPOSE | INFUSION PUMPS | INFUSION PUMPS, GENERAL PURPOSE | Active | MSH | MSH | MSH | Central Dispatch | MSH-PC Unit | Alaris Medical Systems | 8015 - PCU | 16192849 | 2023-01-30 | 1200 | 2024-01-30
1065705 | INFUSION PUMPS, GENERAL PURPOSE | INFUSION PUMPS | INFUSION PUMPS, GENERAL PURPOSE | Active | MSH | MSH | MSH | Central Dispatch | MSH-PC Unit | Alaris Medical Systems | 8015 - PCU | 16192852 | 2023-01-30 | 1200 | 2024-01-30
1065706 | INFUSION PUMPS, GENERAL PURPOSE | INFUSION PUMPS | INFUSION PUMPS, GENERAL PURPOSE | Active | MSH | MSH | MSH | Central Dispatch | MSH-PC Unit | Alaris Medical Systems | 8015 - PCU | 16192853 | 2023-01-30 | 1200 | 2024-01-30
1065707 | INFUSION PUMPS, GENERAL PURPOSE | INFUSION PUMPS | INFUSION PUMPS, GENERAL PURPOSE | Active | MSH | MSH | MSH | Central Dispatch | MSH-PC Unit | Alaris Medical Systems | 8015 - PCU | 16192860 | 2023-01-30 | 1200 | 2024-01-30
1065708 | INFUSION PUMPS, GENERAL PURPOSE | INFUSION PUMPS | INFUSION PUMPS, GENERAL PURPOSE | Active | MSH | MSH | MSH | Central Dispatch | MSH-PC Unit | Alaris Medical Systems | 8015 - PCU | 16192863 | 2023-01-30 | 1200 | 2024-01-30
1065709 | INFUSION PUMPS, GENERAL PURPOSE | INFUSION PUMPS | INFUSION PUMPS, GENERAL PURPOSE | Active | MSH | MSH | MSH | Central Dispatch | MSH-PC Unit | Alaris Medical Systems | 8015 - PCU | 16192864 | 2023-01-30 | 1200 | 2024-01-30
1065710 | INFUSION PUMPS, GENERAL PURPOSE | INFUSION PUMPS | INFUSION PUMPS, GENERAL PURPOSE | Active | MSH | MSH | MSH | Central Dispatch | MSH-PC Unit | Alaris Medical Systems | 8015 - PCU | 16192865 | 2023-01-30 | 1200 | 2024-01-30
1065711 | INFUSION PUMPS, GENERAL PURPOSE | INFUSION PUMPS | INFUSION PUMPS, GENERAL PURPOSE | Active | MSH | MSH | MSH | Central Dispatch | MSH-PC Unit | Alaris Medical Systems | 8015 - PCU | 16192866 | 2023-01-30 | 1200 | 2024-01-30
1065712 | INFUSION PUMPS, GENERAL PURPOSE | INFUSION PUMPS | INFUSION PUMPS, GENERAL PURPOSE | Active | MSH | MSH | MSH | Central Dispatch | MSH-PC Unit | Alaris Medical Systems | 8015 - PCU | 16192869 | 2023-01-30 | 1200 | 2024-01-30
1065713 | INFUSION PUMPS, GENERAL PURPOSE | INFUSION PUMPS | INFUSION PUMPS, GENERAL PURPOSE | Active | MSH | MSH | MSH | Central Dispatch | MSH-PC Unit | Alaris Medical Systems | 8015 - PCU | 16192871 | 2023-01-30 | 1200 | 2024-01-30
1065714 | INFUSION PUMPS, GENERAL PURPOSE | INFUSION PUMPS | INFUSION PUMPS, GENERAL PURPOSE | Active | MSH | MSH | MSH | Central Dispatch | MSH-PC Unit | Alaris Medical Systems | 8015 - PCU | 16192872 | 2023-01-30 | 1200 | 2024-01-30
1065715 | INFUSION PUMPS, GENERAL PURPOSE | INFUSION PUMPS | INFUSION PUMPS, GENERAL PURPOSE | Active | MSH | MSH | MSH | Central Dispatch | MSH-PC Unit | Alaris Medical Systems | 8015 - PCU | 16192873 | 2023-01-30 | 1200 | 2024-01-30
1065716 | INFUSION PUMPS, GENERAL PURPOSE | INFUSION PUMPS | INFUSION PUMPS, GENERAL PURPOSE | Active | MSH | MSH | MSH | Central Dispatch | MSH-PC Unit | Alaris Medical Systems | 8015 - PCU | 16192876 | 2023-01-30 | 1200 | 2024-01-30
1065717 | INFUSION PUMPS, GENERAL PURPOSE | INFUSION PUMPS | INFUSION PUMPS, GENERAL PURPOSE | Active | MSH | MSH | MSH | Central Dispatch | MSH-PC Unit | Alaris Medical Systems | 8015 - PCU | 16192880 | 2023-01-30 | 1200 | 2024-01-30
1065718 | INFUSION PUMPS, GENERAL PURPOSE | INFUSION PUMPS | INFUSION PUMPS, GENERAL PURPOSE | Active | MSH | MSH | MSH | Central Dispatch | MSH-PC Unit | Alaris Medical Systems | 8015 - PCU | 16192881 | 2023-01-30 | 1200 | 2024-01-30
1065719 | INFUSION PUMPS, GENERAL PURPOSE | INFUSION PUMPS | INFUSION PUMPS, GENERAL PURPOSE | Active | MSH | MSH | MSH | Central Dispatch | MSH-PC Unit | Alaris Medical Systems | 8015 - PCU | 16192882 | 2023-01-30 | 1200 | 2024-01-30
1065720 | INFUSION PUMPS, GENERAL PURPOSE | INFUSION PUMPS | INFUSION PUMPS, GENERAL PURPOSE | Active | MSH | MSH | MSH | Central Dispatch | MSH-PC Unit | Alaris Medical Systems | 8015 - PCU | 16192883 | 2023-01-30 | 1200 | 2024-01-30
1065721 | INFUSION PUMPS, GENERAL PURPOSE | INFUSION PUMPS | INFUSION PUMPS, GENERAL PURPOSE | Active | MSH | MSH | MSH | Central Dispatch | MSH-PC Unit | Alaris Medical Systems | 8015 - PCU | 16192884 | 2023-01-30 | 1200 | 2024-01-30
1065722 | INFUSION PUMPS, GENERAL PURPOSE | INFUSION PUMPS | INFUSION PUMPS, GENERAL PURPOSE | Active | MSH | MSH | MSH | Central Dispatch | MSH-PC Unit | Alaris Medical Systems | 8015 - PCU | 16192885 | 2023-01-30 | 1200 | 2024-01-30
1065723 | INFUSION PUMPS, GENERAL PURPOSE | INFUSION PUMPS | INFUSION PUMPS, GENERAL PURPOSE | Active | MSH | MSH | MSH | Central Dispatch | MSH-PC Unit | Alaris Medical Systems | 8015 - PCU | 16192887 | 2023-01-30 | 1200 | 2024-01-30
1065724 | INFUSION PUMPS, GENERAL PURPOSE | INFUSION PUMPS | INFUSION PUMPS, GENERAL PURPOSE | Active | MSH | MSH | MSH | Central Dispatch | MSH-PC Unit | Alaris Medical Systems | 8015 - PCU | 16192888 | 2023-01-30 | 1200 | 2024-01-30
1065725 | INFUSION PUMPS, GENERAL PURPOSE | INFUSION PUMPS | INFUSION PUMPS, GENERAL PURPOSE | Active | MSH | MSH | MSH | Central Dispatch | MSH-PC Unit | Alaris Medical Systems | 8015 - PCU | 16192889 | 2023-01-30 | 1200 | 2024-01-30
1065726 | INFUSION PUMPS, GENERAL PURPOSE | INFUSION PUMPS | INFUSION PUMPS, GENERAL PURPOSE | Active | MSH | MSH | MSH | Central Dispatch | MSH-PC Unit | Alaris Medical Systems | 8015 - PCU | 16192890 | 2023-01-30 | 1200 | 2024-01-30
1065727 | INFUSION PUMPS, GENERAL PURPOSE | INFUSION PUMPS | INFUSION PUMPS, GENERAL PURPOSE | Active | MSH | MSH | MSH | Central Dispatch | MSH-PC Unit | Alaris Medical Systems | 8015 - PCU | 16192898 | 2023-01-30 | 1200 | 2024-01-30
1065728 | INFUSION PUMPS, GENERAL PURPOSE | INFUSION PUMPS | INFUSION PUMPS, GENERAL PURPOSE | Active | MSH | MSH | MSH | Central Dispatch | MSH-PC Unit | Alaris Medical Systems | 8015 - PCU | 16192901 | 2023-01-30 | 1200 | 2024-01-30
1065729 | INFUSION PUMPS, GENERAL PURPOSE | INFUSION PUMPS | INFUSION PUMPS, GENERAL PURPOSE | Active | MSH | MSH | MSH | Central Dispatch | MSH-PC Unit | Alaris Medical Systems | 8015 - PCU | 16192902 | 2023-01-30 | 1200 | 2024-01-30
1065730 | INFUSION PUMPS, GENERAL PURPOSE | INFUSION PUMPS | INFUSION PUMPS, GENERAL PURPOSE | Active | MSH | MSH | MSH | Central Dispatch | MSH-PC Unit | Alaris Medical Systems | 8015 - PCU | 16192903 | 2023-01-30 | 1200 | 2024-01-30
1065731 | INFUSION PUMPS, GENERAL PURPOSE | INFUSION PUMPS | INFUSION PUMPS, GENERAL PURPOSE | Active | MSH | MSH | MSH | Central Dispatch | MSH-PC Unit | Alaris Medical Systems | 8015 - PCU | 16192904 | 2023-01-30 | 1200 | 2024-01-30
1065732 | INFUSION PUMPS, GENERAL PURPOSE | INFUSION PUMPS | INFUSION PUMPS, GENERAL PURPOSE | Active | MSH | MSH | MSH | Central Dispatch | MSH-PC Unit | Alaris Medical Systems | 8015 - PCU | 16192905 | 2023-01-30 | 1200 | 2024-01-30
1065733 | INFUSION PUMPS, GENERAL PURPOSE | INFUSION PUMPS | INFUSION PUMPS, GENERAL PURPOSE | Active | MSH | MSH | MSH | Central Dispatch | MSH-PC Unit | Alaris Medical Systems | 8015 - PCU | 16192907 | 2023-01-30 | 1200 | 2024-01-30
1065734 | INFUSION PUMPS, GENERAL PURPOSE | INFUSION PUMPS | INFUSION PUMPS, GENERAL PURPOSE | Active | MSH | MSH | MSH | Central Dispatch | MSH-PC Unit | Alaris Medical Systems | 8015 - PCU | 16192911 | 2023-01-30 | 1200 | 2024-01-30
1065735 | INFUSION PUMPS, GENERAL PURPOSE | INFUSION PUMPS | INFUSION PUMPS, GENERAL PURPOSE | Active | MSH | MSH | MSH | Central Dispatch | MSH-PC Unit | Alaris Medical Systems | 8015 - PCU | 16192941 | 2023-01-30 | 1200 | 2024-01-30
1065736 | Laser,Nd:YAG ,Surgical Laser | Laser | Laser,Nd:YAG ,Surgical Laser | Active | MSH | 60MURR | 1 | Ophthalmology Clinic | Ophthalmology | Clarion Medical Technologies | Ellex Tango - SLT/YAG Laser | TG3403 | 2023-02-14
1065738 | Microscopes | Microscopes | Microscopes | Active | MSH | MSH | 4 | ENT Clinic | ENT | LEICA CANADA INC. | M320 F12 | 010223001 | 2023-02-14
1065739 | INFUSION PUMPS, GENERAL PURPOSE | INFUSION PUMPS | INFUSION PUMPS, GENERAL PURPOSE | Active | MSH | MSH | MSH | Central Dispatch | MSH-LVP | Alaris Medical Systems | 8100 - LVP Module | 16183205 | 2023-01-30 | 1200 | 2024-01-30
1065740 | INFUSION PUMPS, GENERAL PURPOSE | INFUSION PUMPS | INFUSION PUMPS, GENERAL PURPOSE | Active | MSH | MSH | MSH | Central Dispatch | MSH-LVP | Alaris Medical Systems | 8100 - LVP Module | 16183228 | 2023-01-30 | 1200 | 2024-01-30
1065741 | INFUSION PUMPS, GENERAL PURPOSE | INFUSION PUMPS | INFUSION PUMPS, GENERAL PURPOSE | Active | MSH | MSH | MSH | Central Dispatch | MSH-LVP | Alaris Medical Systems | 8100 - LVP Module | 16183234 | 2023-01-30 | 1200 | 2024-01-30
1065742 | INFUSION PUMPS, GENERAL PURPOSE | INFUSION PUMPS | INFUSION PUMPS, GENERAL PURPOSE | Active | MSH | MSH | MSH | Central Dispatch | MSH-LVP | Alaris Medical Systems | 8100 - LVP Module | 16183236 | 2023-01-30 | 1200 | 2024-01-30
1065743 | INFUSION PUMPS, GENERAL PURPOSE | INFUSION PUMPS | INFUSION PUMPS, GENERAL PURPOSE | Active | MSH | MSH | MSH | Central Dispatch | MSH-LVP | Alaris Medical Systems | 8100 - LVP Module | 16183239 | 2023-01-30 | 1200 | 2024-01-30
1065744 | INFUSION PUMPS, GENERAL PURPOSE | INFUSION PUMPS | INFUSION PUMPS, GENERAL PURPOSE | Active | MSH | MSH | MSH | Central Dispatch | MSH-LVP | Alaris Medical Systems | 8100 - LVP Module | 16183242 | 2023-01-30 | 1200 | 2024-01-30
1065745 | INFUSION PUMPS, GENERAL PURPOSE | INFUSION PUMPS | INFUSION PUMPS, GENERAL PURPOSE | Active | MSH | MSH | MSH | Central Dispatch | MSH-LVP | Alaris Medical Systems | 8100 - LVP Module | 16183244 | 2023-01-30 | 1200 | 2024-01-30
1065746 | INFUSION PUMPS, GENERAL PURPOSE | INFUSION PUMPS | INFUSION PUMPS, GENERAL PURPOSE | Active | MSH | MSH | MSH | Central Dispatch | MSH-LVP | Alaris Medical Systems | 8100 - LVP Module | 16183279 | 2023-01-30 | 1200 | 2024-01-30
1065747 | INFUSION PUMPS, GENERAL PURPOSE | INFUSION PUMPS | INFUSION PUMPS, GENERAL PURPOSE | Active | MSH | MSH | MSH | Central Dispatch | MSH-LVP | Alaris Medical Systems | 8100 - LVP Module | 16183281 | 2023-01-30 | 1200 | 2024-01-30
1065748 | INFUSION PUMPS, GENERAL PURPOSE | INFUSION PUMPS | INFUSION PUMPS, GENERAL PURPOSE | Active | MSH | MSH | MSH | Central Dispatch | MSH-LVP | Alaris Medical Systems | 8100 - LVP Module | 16183283 | 2023-01-30 | 1200 | 2024-01-30
1065749 | INFUSION PUMPS, GENERAL PURPOSE | INFUSION PUMPS | INFUSION PUMPS, GENERAL PURPOSE | Active | MSH | MSH | MSH | Central Dispatch | MSH-LVP | Alaris Medical Systems | 8100 - LVP Module | 16183284 | 2023-01-30 | 1200 | 2024-01-30
1065750 | INFUSION PUMPS, GENERAL PURPOSE | INFUSION PUMPS | INFUSION PUMPS, GENERAL PURPOSE | Active | MSH | MSH | MSH | Central Dispatch | MSH-LVP | Alaris Medical Systems | 8100 - LVP Module | 16183285 | 2023-01-30 | 1200 | 2024-01-30
1065751 | INFUSION PUMPS, GENERAL PURPOSE | INFUSION PUMPS | INFUSION PUMPS, GENERAL PURPOSE | Active | MSH | MSH | MSH | Central Dispatch | MSH-LVP | Alaris Medical Systems | 8100 - LVP Module | 16183288 | 2023-01-30 | 1200 | 2024-01-30
1065752 | INFUSION PUMPS, GENERAL PURPOSE | INFUSION PUMPS | INFUSION PUMPS, GENERAL PURPOSE | Active | MSH | MSH | MSH | Central Dispatch | MSH-LVP | Alaris Medical Systems | 8100 - LVP Module | 16183289 | 2023-01-30 | 1200 | 2024-01-30
1065753 | INFUSION PUMPS, GENERAL PURPOSE | INFUSION PUMPS | INFUSION PUMPS, GENERAL PURPOSE | Active | MSH | MSH | MSH | Central Dispatch | MSH-LVP | Alaris Medical Systems | 8100 - LVP Module | 16183290 | 2023-01-30 | 1200 | 2024-01-30
1065754 | INFUSION PUMPS, GENERAL PURPOSE | INFUSION PUMPS | INFUSION PUMPS, GENERAL PURPOSE | Active | MSH | MSH | MSH | Central Dispatch | MSH-LVP | Alaris Medical Systems | 8100 - LVP Module | 16183294 | 2023-01-30 | 1200 | 2024-01-30
1065755 | INFUSION PUMPS, GENERAL PURPOSE | INFUSION PUMPS | INFUSION PUMPS, GENERAL PURPOSE | Active | MSH | MSH | MSH | Central Dispatch | MSH-LVP | Alaris Medical Systems | 8100 - LVP Module | 16183297 | 2023-01-30 | 1200 | 2024-01-30
1065756 | INFUSION PUMPS, GENERAL PURPOSE | INFUSION PUMPS | INFUSION PUMPS, GENERAL PURPOSE | Active | MSH | MSH | MSH | Central Dispatch | MSH-LVP | Alaris Medical Systems | 8100 - LVP Module | 16183298 | 2023-01-30 | 1200 | 2024-01-30
1065757 | INFUSION PUMPS, GENERAL PURPOSE | INFUSION PUMPS | INFUSION PUMPS, GENERAL PURPOSE | Active | MSH | MSH | MSH | Central Dispatch | MSH-LVP | Alaris Medical Systems | 8100 - LVP Module | 16183300 | 2023-01-30 | 1200 | 2024-01-30
1065758 | INFUSION PUMPS, GENERAL PURPOSE | INFUSION PUMPS | INFUSION PUMPS, GENERAL PURPOSE | Active | MSH | MSH | MSH | Central Dispatch | MSH-LVP | Alaris Medical Systems | 8100 - LVP Module | 16183301 | 2023-01-30 | 1200 | 2024-01-30
1065759 | INFUSION PUMPS, GENERAL PURPOSE | INFUSION PUMPS | INFUSION PUMPS, GENERAL PURPOSE | Active | MSH | MSH | MSH | Central Dispatch | MSH-LVP | Alaris Medical Systems | 8100 - LVP Module | 16183302 | 2023-01-30 | 1200 | 2024-01-30
1065760 | INFUSION PUMPS, GENERAL PURPOSE | INFUSION PUMPS | INFUSION PUMPS, GENERAL PURPOSE | Active | MSH | MSH | MSH | Central Dispatch | MSH-LVP | Alaris Medical Systems | 8100 - LVP Module | 16183303 | 2023-01-30 | 1200 | 2024-01-30
1065761 | INFUSION PUMPS, GENERAL PURPOSE | INFUSION PUMPS | INFUSION PUMPS, GENERAL PURPOSE | Active | MSH | MSH | MSH | Central Dispatch | MSH-LVP | Alaris Medical Systems | 8100 - LVP Module | 16183304 | 2023-01-30 | 1200 | 2024-01-30
1065762 | INFUSION PUMPS, GENERAL PURPOSE | INFUSION PUMPS | INFUSION PUMPS, GENERAL PURPOSE | Active | MSH | MSH | MSH | Central Dispatch | MSH-LVP | Alaris Medical Systems | 8100 - LVP Module | 16183305 | 2023-01-30 | 1200 | 2024-01-30
1065763 | INFUSION PUMPS, GENERAL PURPOSE | INFUSION PUMPS | INFUSION PUMPS, GENERAL PURPOSE | Active | MSH | MSH | MSH | Central Dispatch | MSH-LVP | Alaris Medical Systems | 8100 - LVP Module | 16183306 | 2023-01-30 | 1200 | 2024-01-30
1065764 | INFUSION PUMPS, GENERAL PURPOSE | INFUSION PUMPS | INFUSION PUMPS, GENERAL PURPOSE | Active | MSH | MSH | MSH | Central Dispatch | MSH-LVP | Alaris Medical Systems | 8100 - LVP Module | 16183307 | 2023-01-30 | 1200 | 2024-01-30
1065765 | INFUSION PUMPS, GENERAL PURPOSE | INFUSION PUMPS | INFUSION PUMPS, GENERAL PURPOSE | Active | MSH | MSH | MSH | Central Dispatch | MSH-LVP | Alaris Medical Systems | 8100 - LVP Module | 16183308 | 2023-01-30 | 1200 | 2024-01-30
1065766 | INFUSION PUMPS, GENERAL PURPOSE | INFUSION PUMPS | INFUSION PUMPS, GENERAL PURPOSE | Active | MSH | MSH | MSH | Central Dispatch | MSH-LVP | Alaris Medical Systems | 8100 - LVP Module | 16183311 | 2023-01-30 | 1200 | 2024-01-30
1065767 | INFUSION PUMPS, GENERAL PURPOSE | INFUSION PUMPS | INFUSION PUMPS, GENERAL PURPOSE | Active | MSH | MSH | MSH | Central Dispatch | MSH-LVP | Alaris Medical Systems | 8100 - LVP Module | 16183312 | 2023-01-30 | 1200 | 2024-01-30
1065768 | INFUSION PUMPS, GENERAL PURPOSE | INFUSION PUMPS | INFUSION PUMPS, GENERAL PURPOSE | Active | MSH | MSH | MSH | Central Dispatch | MSH-LVP | Alaris Medical Systems | 8100 - LVP Module | 16183314 | 2023-01-30 | 1200 | 2024-01-30
1065769 | INFUSION PUMPS, GENERAL PURPOSE | INFUSION PUMPS | INFUSION PUMPS, GENERAL PURPOSE | Active | MSH | MSH | MSH | Central Dispatch | MSH-LVP | Alaris Medical Systems | 8100 - LVP Module | 16183316 | 2023-01-30 | 1200 | 2024-01-30
1065770 | INFUSION PUMPS, GENERAL PURPOSE | INFUSION PUMPS | INFUSION PUMPS, GENERAL PURPOSE | Active | MSH | MSH | MSH | Central Dispatch | MSH-LVP | Alaris Medical Systems | 8100 - LVP Module | 16183321 | 2023-01-30 | 1200 | 2024-01-30
1065771 | INFUSION PUMPS, GENERAL PURPOSE | INFUSION PUMPS | INFUSION PUMPS, GENERAL PURPOSE | Active | MSH | MSH | MSH | Central Dispatch | MSH-LVP | Alaris Medical Systems | 8100 - LVP Module | 16183322 | 2023-01-30 | 1200 | 2024-01-30
1065772 | INFUSION PUMPS, GENERAL PURPOSE | INFUSION PUMPS | INFUSION PUMPS, GENERAL PURPOSE | Active | MSH | MSH | MSH | Central Dispatch | MSH-LVP | Alaris Medical Systems | 8100 - LVP Module | 16183323 | 2023-01-30 | 1200 | 2024-01-30
1065773 | INFUSION PUMPS, GENERAL PURPOSE | INFUSION PUMPS | INFUSION PUMPS, GENERAL PURPOSE | Active | MSH | MSH | MSH | Central Dispatch | MSH-LVP | Alaris Medical Systems | 8100 - LVP Module | 16183332 | 2023-01-30 | 1200 | 2024-01-30
1065774 | INFUSION PUMPS, GENERAL PURPOSE | INFUSION PUMPS | INFUSION PUMPS, GENERAL PURPOSE | Active | MSH | MSH | MSH | Central Dispatch | MSH-LVP | Alaris Medical Systems | 8100 - LVP Module | 16183343 | 2023-01-30 | 1200 | 2024-01-30
1065775 | INFUSION PUMPS, GENERAL PURPOSE | INFUSION PUMPS | INFUSION PUMPS, GENERAL PURPOSE | Active | MSH | MSH | MSH | Central Dispatch | MSH-LVP | Alaris Medical Systems | 8100 - LVP Module | 16183344 | 2023-01-30 | 1200 | 2024-01-30
1065776 | INFUSION PUMPS, GENERAL PURPOSE | INFUSION PUMPS | INFUSION PUMPS, GENERAL PURPOSE | Active | MSH | MSH | MSH | Central Dispatch | MSH-LVP | Alaris Medical Systems | 8100 - LVP Module | 16183345 | 2023-01-30 | 1200 | 2024-01-30
1065777 | INFUSION PUMPS, GENERAL PURPOSE | INFUSION PUMPS | INFUSION PUMPS, GENERAL PURPOSE | Active | MSH | MSH | MSH | Central Dispatch | MSH-LVP | Alaris Medical Systems | 8100 - LVP Module | 16183346 | 2023-01-30 | 1200 | 2024-01-30
1065778 | INFUSION PUMPS, GENERAL PURPOSE | INFUSION PUMPS | INFUSION PUMPS, GENERAL PURPOSE | Active | MSH | MSH | MSH | Central Dispatch | MSH-LVP | Alaris Medical Systems | 8100 - LVP Module | 16183347 | 2023-01-30 | 1200 | 2024-01-30
1065779 | INFUSION PUMPS, GENERAL PURPOSE | INFUSION PUMPS | INFUSION PUMPS, GENERAL PURPOSE | Active | MSH | MSH | MSH | Central Dispatch | MSH-LVP | Alaris Medical Systems | 8100 - LVP Module | 16183348 | 2023-01-30 | 1200 | 2024-01-30
1065780 | INFUSION PUMPS, GENERAL PURPOSE | INFUSION PUMPS | INFUSION PUMPS, GENERAL PURPOSE | Active | MSH | MSH | MSH | Central Dispatch | MSH-LVP | Alaris Medical Systems | 8100 - LVP Module | 16183354 | 2023-01-30 | 1200 | 2024-01-30
1065781 | INFUSION PUMPS, GENERAL PURPOSE | INFUSION PUMPS | INFUSION PUMPS, GENERAL PURPOSE | Active | MSH | MSH | MSH | Central Dispatch | MSH-LVP | Alaris Medical Systems | 8100 - LVP Module | 16183355 | 2023-01-30 | 1200 | 2024-01-30
1065782 | INFUSION PUMPS, GENERAL PURPOSE | INFUSION PUMPS | INFUSION PUMPS, GENERAL PURPOSE | Active | MSH | MSH | MSH | Central Dispatch | MSH-LVP | Alaris Medical Systems | 8100 - LVP Module | 16183357 | 2023-01-30 | 1200 | 2024-01-30
1065783 | INFUSION PUMPS, GENERAL PURPOSE | INFUSION PUMPS | INFUSION PUMPS, GENERAL PURPOSE | Active | MSH | MSH | MSH | Central Dispatch | MSH-LVP | Alaris Medical Systems | 8100 - LVP Module | 16183358 | 2023-01-30 | 1200 | 2024-01-30
1065784 | INFUSION PUMPS, GENERAL PURPOSE | INFUSION PUMPS | INFUSION PUMPS, GENERAL PURPOSE | Active | MSH | MSH | MSH | Central Dispatch | MSH-LVP | Alaris Medical Systems | 8100 - LVP Module | 16183360 | 2023-01-30 | 1200 | 2024-01-30
1065785 | INFUSION PUMPS, GENERAL PURPOSE | INFUSION PUMPS | INFUSION PUMPS, GENERAL PURPOSE | Active | MSH | MSH | MSH | Central Dispatch | MSH-LVP | Alaris Medical Systems | 8100 - LVP Module | 16183361 | 2023-01-30 | 1200 | 2024-01-30
1065786 | INFUSION PUMPS, GENERAL PURPOSE | INFUSION PUMPS | INFUSION PUMPS, GENERAL PURPOSE | Active | MSH | MSH | MSH | Central Dispatch | MSH-LVP | Alaris Medical Systems | 8100 - LVP Module | 16183362 | 2023-01-30 | 1200 | 2024-01-30
1065787 | INFUSION PUMPS, GENERAL PURPOSE | INFUSION PUMPS | INFUSION PUMPS, GENERAL PURPOSE | Active | MSH | MSH | MSH | Central Dispatch | MSH-LVP | Alaris Medical Systems | 8100 - LVP Module | 16183363 | 2023-01-30 | 1200 | 2024-01-30
1065788 | INFUSION PUMPS, GENERAL PURPOSE | INFUSION PUMPS | INFUSION PUMPS, GENERAL PURPOSE | Active | MSH | MSH | MSH | Central Dispatch | MSH-LVP | Alaris Medical Systems | 8100 - LVP Module | 16183365 | 2023-01-30 | 1200 | 2024-01-30
1065789 | INFUSION PUMPS, GENERAL PURPOSE | INFUSION PUMPS | INFUSION PUMPS, GENERAL PURPOSE | Active | MSH | MSH | MSH | Central Dispatch | MSH-LVP | Alaris Medical Systems | 8100 - LVP Module | 16183366 | 2023-01-30 | 1200 | 2024-01-30
1065790 | INFUSION PUMPS, GENERAL PURPOSE | INFUSION PUMPS | INFUSION PUMPS, GENERAL PURPOSE | Active | MSH | MSH | MSH | Central Dispatch | MSH-LVP | Alaris Medical Systems | 8100 - LVP Module | 16183367 | 2023-01-30 | 1200 | 2024-01-30
1065791 | INFUSION PUMPS, GENERAL PURPOSE | INFUSION PUMPS | INFUSION PUMPS, GENERAL PURPOSE | Active | MSH | MSH | MSH | Central Dispatch | MSH-LVP | Alaris Medical Systems | 8100 - LVP Module | 16183368 | 2023-01-30 | 1200 | 2024-01-30
1065792 | INFUSION PUMPS, GENERAL PURPOSE | INFUSION PUMPS | INFUSION PUMPS, GENERAL PURPOSE | Active | MSH | MSH | MSH | Central Dispatch | MSH-LVP | Alaris Medical Systems | 8100 - LVP Module | 16183369 | 2023-01-30 | 1200 | 2024-01-30
1065793 | INFUSION PUMPS, GENERAL PURPOSE | INFUSION PUMPS | INFUSION PUMPS, GENERAL PURPOSE | Active | MSH | MSH | MSH | Central Dispatch | MSH-LVP | Alaris Medical Systems | 8100 - LVP Module | 16183370 | 2023-01-30 | 1200 | 2024-01-30
1065794 | INFUSION PUMPS, GENERAL PURPOSE | INFUSION PUMPS | INFUSION PUMPS, GENERAL PURPOSE | Active | MSH | MSH | MSH | Central Dispatch | MSH-LVP | Alaris Medical Systems | 8100 - LVP Module | 16183371 | 2023-01-30 | 1200 | 2024-01-30
1065795 | INFUSION PUMPS, GENERAL PURPOSE | INFUSION PUMPS | INFUSION PUMPS, GENERAL PURPOSE | Active | MSH | MSH | MSH | Central Dispatch | MSH-LVP | Alaris Medical Systems | 8100 - LVP Module | 16183372 | 2023-01-30 | 1200 | 2024-01-30
1065796 | INFUSION PUMPS, GENERAL PURPOSE | INFUSION PUMPS | INFUSION PUMPS, GENERAL PURPOSE | Active | MSH | MSH | MSH | Central Dispatch | MSH-LVP | Alaris Medical Systems | 8100 - LVP Module | 16183373 | 2023-01-30 | 1200 | 2024-01-30
1065797 | INFUSION PUMPS, GENERAL PURPOSE | INFUSION PUMPS | INFUSION PUMPS, GENERAL PURPOSE | Active | MSH | MSH | MSH | Central Dispatch | MSH-LVP | Alaris Medical Systems | 8100 - LVP Module | 16183374 | 2023-01-30 | 1200 | 2024-01-30
1065798 | INFUSION PUMPS, GENERAL PURPOSE | INFUSION PUMPS | INFUSION PUMPS, GENERAL PURPOSE | Active | MSH | MSH | MSH | Central Dispatch | MSH-LVP | Alaris Medical Systems | 8100 - LVP Module | 16183375 | 2023-01-30 | 1200 | 2024-01-30
1065799 | INFUSION PUMPS, GENERAL PURPOSE | INFUSION PUMPS | INFUSION PUMPS, GENERAL PURPOSE | Active | MSH | MSH | MSH | Central Dispatch | MSH-LVP | Alaris Medical Systems | 8100 - LVP Module | 16183376 | 2023-01-30 | 1200 | 2024-01-30
1065800 | INFUSION PUMPS, GENERAL PURPOSE | INFUSION PUMPS | INFUSION PUMPS, GENERAL PURPOSE | Active | MSH | MSH | MSH | Central Dispatch | MSH-LVP | Alaris Medical Systems | 8100 - LVP Module | 16183378 | 2023-01-30 | 1200 | 2024-01-30
1065801 | INFUSION PUMPS, GENERAL PURPOSE | INFUSION PUMPS | INFUSION PUMPS, GENERAL PURPOSE | Active | MSH | MSH | MSH | Central Dispatch | MSH-LVP | Alaris Medical Systems | 8100 - LVP Module | 16183379 | 2023-01-30 | 1200 | 2024-01-30
1065802 | INFUSION PUMPS, GENERAL PURPOSE | INFUSION PUMPS | INFUSION PUMPS, GENERAL PURPOSE | Active | MSH | MSH | MSH | Central Dispatch | MSH-LVP | Alaris Medical Systems | 8100 - LVP Module | 16183380 | 2023-01-30 | 1200 | 2024-01-30
1065803 | INFUSION PUMPS, GENERAL PURPOSE | INFUSION PUMPS | INFUSION PUMPS, GENERAL PURPOSE | Active | MSH | MSH | MSH | Central Dispatch | MSH-LVP | Alaris Medical Systems | 8100 - LVP Module | 16183381 | 2023-01-30 | 1200 | 2024-01-30
1065804 | INFUSION PUMPS, GENERAL PURPOSE | INFUSION PUMPS | INFUSION PUMPS, GENERAL PURPOSE | Active | MSH | MSH | MSH | Central Dispatch | MSH-LVP | Alaris Medical Systems | 8100 - LVP Module | 16183383 | 2023-01-30 | 1200 | 2024-01-30
1065805 | INFUSION PUMPS, GENERAL PURPOSE | INFUSION PUMPS | INFUSION PUMPS, GENERAL PURPOSE | Active | MSH | MSH | MSH | Central Dispatch | MSH-LVP | Alaris Medical Systems | 8100 - LVP Module | 16183384 | 2023-01-30 | 1200 | 2024-01-30
1065806 | INFUSION PUMPS, GENERAL PURPOSE | INFUSION PUMPS | INFUSION PUMPS, GENERAL PURPOSE | Active | MSH | MSH | MSH | Central Dispatch | MSH-LVP | Alaris Medical Systems | 8100 - LVP Module | 16183385 | 2023-01-30 | 1200 | 2024-01-30
1065807 | INFUSION PUMPS, GENERAL PURPOSE | INFUSION PUMPS | INFUSION PUMPS, GENERAL PURPOSE | Active | MSH | MSH | MSH | Central Dispatch | MSH-LVP | Alaris Medical Systems | 8100 - LVP Module | 16183386 | 2023-01-30 | 1200 | 2024-01-30
1065808 | INFUSION PUMPS, GENERAL PURPOSE | INFUSION PUMPS | INFUSION PUMPS, GENERAL PURPOSE | Active | MSH | MSH | MSH | Central Dispatch | MSH-LVP | Alaris Medical Systems | 8100 - LVP Module | 16183387 | 2023-01-30 | 1200 | 2024-01-30
1065809 | INFUSION PUMPS, GENERAL PURPOSE | INFUSION PUMPS | INFUSION PUMPS, GENERAL PURPOSE | Active | MSH | MSH | MSH | Central Dispatch | MSH-LVP | Alaris Medical Systems | 8100 - LVP Module | 16183388 | 2023-01-30 | 1200 | 2024-01-30
1065810 | INFUSION PUMPS, GENERAL PURPOSE | INFUSION PUMPS | INFUSION PUMPS, GENERAL PURPOSE | Active | MSH | MSH | MSH | Central Dispatch | MSH-LVP | Alaris Medical Systems | 8100 - LVP Module | 16183390 | 2023-01-30 | 1200 | 2024-01-30
1065811 | INFUSION PUMPS, GENERAL PURPOSE | INFUSION PUMPS | INFUSION PUMPS, GENERAL PURPOSE | Active | MSH | MSH | MSH | Central Dispatch | MSH-LVP | Alaris Medical Systems | 8100 - LVP Module | 16183393 | 2023-01-30 | 1200 | 2024-01-30
1065812 | INFUSION PUMPS, GENERAL PURPOSE | INFUSION PUMPS | INFUSION PUMPS, GENERAL PURPOSE | Active | MSH | MSH | MSH | Central Dispatch | MSH-LVP | Alaris Medical Systems | 8100 - LVP Module | 16183396 | 2023-01-30 | 1200 | 2024-01-30
1065813 | INFUSION PUMPS, GENERAL PURPOSE | INFUSION PUMPS | INFUSION PUMPS, GENERAL PURPOSE | Active | MSH | MSH | MSH | Central Dispatch | MSH-LVP | Alaris Medical Systems | 8100 - LVP Module | 16183397 | 2023-01-30 | 1200 | 2024-01-30
1065814 | INFUSION PUMPS, GENERAL PURPOSE | INFUSION PUMPS | INFUSION PUMPS, GENERAL PURPOSE | Active | MSH | MSH | MSH | Central Dispatch | MSH-LVP | Alaris Medical Systems | 8100 - LVP Module | 16183398 | 2023-01-30 | 1200 | 2024-01-30
1065815 | INFUSION PUMPS, GENERAL PURPOSE | INFUSION PUMPS | INFUSION PUMPS, GENERAL PURPOSE | Active | MSH | MSH | MSH | Central Dispatch | MSH-LVP | Alaris Medical Systems | 8100 - LVP Module | 16183399 | 2023-01-30 | 1200 | 2024-01-30
1065816 | INFUSION PUMPS, GENERAL PURPOSE | INFUSION PUMPS | INFUSION PUMPS, GENERAL PURPOSE | Active | MSH | MSH | MSH | Central Dispatch | MSH-LVP | Alaris Medical Systems | 8100 - LVP Module | 16183400 | 2023-01-30 | 1200 | 2024-01-30
1065817 | INFUSION PUMPS, GENERAL PURPOSE | INFUSION PUMPS | INFUSION PUMPS, GENERAL PURPOSE | Active | MSH | MSH | MSH | Central Dispatch | MSH-LVP | Alaris Medical Systems | 8100 - LVP Module | 16183401 | 2023-01-30 | 1200 | 2024-01-30
1065818 | INFUSION PUMPS, GENERAL PURPOSE | INFUSION PUMPS | INFUSION PUMPS, GENERAL PURPOSE | Active | MSH | MSH | MSH | Central Dispatch | MSH-LVP | Alaris Medical Systems | 8100 - LVP Module | 16183402 | 2023-01-30 | 1200 | 2024-01-30
1065819 | INFUSION PUMPS, GENERAL PURPOSE | INFUSION PUMPS | INFUSION PUMPS, GENERAL PURPOSE | Active | MSH | MSH | MSH | Central Dispatch | MSH-LVP | Alaris Medical Systems | 8100 - LVP Module | 16183405 | 2023-01-30 | 1200 | 2024-01-30
1065820 | INFUSION PUMPS, GENERAL PURPOSE | INFUSION PUMPS | INFUSION PUMPS, GENERAL PURPOSE | Active | MSH | MSH | MSH | Central Dispatch | MSH-LVP | Alaris Medical Systems | 8100 - LVP Module | 16183408 | 2023-01-30 | 1200 | 2024-01-30
1065821 | INFUSION PUMPS, GENERAL PURPOSE | INFUSION PUMPS | INFUSION PUMPS, GENERAL PURPOSE | Active | MSH | MSH | MSH | Central Dispatch | MSH-LVP | Alaris Medical Systems | 8100 - LVP Module | 16183409 | 2023-01-30 | 1200 | 2024-01-30
1065822 | INFUSION PUMPS, GENERAL PURPOSE | INFUSION PUMPS | INFUSION PUMPS, GENERAL PURPOSE | Active | MSH | MSH | MSH | Central Dispatch | MSH-LVP | Alaris Medical Systems | 8100 - LVP Module | 16183411 | 2023-01-30 | 1200 | 2024-01-30
1065823 | INFUSION PUMPS, GENERAL PURPOSE | INFUSION PUMPS | INFUSION PUMPS, GENERAL PURPOSE | Active | MSH | MSH | MSH | Central Dispatch | MSH-LVP | Alaris Medical Systems | 8100 - LVP Module | 16183412 | 2023-01-30 | 1200 | 2024-01-30
1065824 | INFUSION PUMPS, GENERAL PURPOSE | INFUSION PUMPS | INFUSION PUMPS, GENERAL PURPOSE | Active | MSH | MSH | MSH | Central Dispatch | MSH-LVP | Alaris Medical Systems | 8100 - LVP Module | 16183413 | 2023-01-30 | 1200 | 2024-01-30
1065825 | INFUSION PUMPS, GENERAL PURPOSE | INFUSION PUMPS | INFUSION PUMPS, GENERAL PURPOSE | Active | MSH | MSH | MSH | Central Dispatch | MSH-LVP | Alaris Medical Systems | 8100 - LVP Module | 16183415 | 2023-01-30 | 1200 | 2024-01-30
1065826 | INFUSION PUMPS, GENERAL PURPOSE | INFUSION PUMPS | INFUSION PUMPS, GENERAL PURPOSE | Active | MSH | MSH | MSH | Central Dispatch | MSH-LVP | Alaris Medical Systems | 8100 - LVP Module | 16183416 | 2023-01-30 | 1200 | 2024-01-30
1065827 | INFUSION PUMPS, GENERAL PURPOSE | INFUSION PUMPS | INFUSION PUMPS, GENERAL PURPOSE | Active | MSH | MSH | MSH | Central Dispatch | MSH-LVP | Alaris Medical Systems | 8100 - LVP Module | 16183417 | 2023-01-30 | 1200 | 2024-01-30
1065828 | INFUSION PUMPS, GENERAL PURPOSE | INFUSION PUMPS | INFUSION PUMPS, GENERAL PURPOSE | Active | MSH | MSH | MSH | Central Dispatch | MSH-LVP | Alaris Medical Systems | 8100 - LVP Module | 16183418 | 2023-01-30 | 1200 | 2024-01-30
1065829 | INFUSION PUMPS, GENERAL PURPOSE | INFUSION PUMPS | INFUSION PUMPS, GENERAL PURPOSE | Active | MSH | MSH | MSH | Central Dispatch | MSH-LVP | Alaris Medical Systems | 8100 - LVP Module | 16183419 | 2023-01-30 | 1200 | 2024-01-30
1065830 | INFUSION PUMPS, GENERAL PURPOSE | INFUSION PUMPS | INFUSION PUMPS, GENERAL PURPOSE | Active | MSH | MSH | MSH | Central Dispatch | MSH-LVP | Alaris Medical Systems | 8100 - LVP Module | 16183421 | 2023-01-30 | 1200 | 2024-01-30
1065831 | INFUSION PUMPS, GENERAL PURPOSE | INFUSION PUMPS | INFUSION PUMPS, GENERAL PURPOSE | Active | MSH | MSH | MSH | Central Dispatch | MSH-LVP | Alaris Medical Systems | 8100 - LVP Module | 16183422 | 2023-01-30 | 1200 | 2024-01-30
1065832 | INFUSION PUMPS, GENERAL PURPOSE | INFUSION PUMPS | INFUSION PUMPS, GENERAL PURPOSE | Active | MSH | MSH | MSH | Central Dispatch | MSH-LVP | Alaris Medical Systems | 8100 - LVP Module | 16183423 | 2023-01-30 | 1200 | 2024-01-30
1065833 | INFUSION PUMPS, GENERAL PURPOSE | INFUSION PUMPS | INFUSION PUMPS, GENERAL PURPOSE | Active | MSH | MSH | MSH | Central Dispatch | MSH-LVP | Alaris Medical Systems | 8100 - LVP Module | 16183424 | 2023-01-30 | 1200 | 2024-01-30
1065834 | INFUSION PUMPS, GENERAL PURPOSE | INFUSION PUMPS | INFUSION PUMPS, GENERAL PURPOSE | Active | MSH | MSH | MSH | Central Dispatch | MSH-LVP | Alaris Medical Systems | 8100 - LVP Module | 16183425 | 2023-01-30 | 1200 | 2024-01-30
1065835 | INFUSION PUMPS, GENERAL PURPOSE | INFUSION PUMPS | INFUSION PUMPS, GENERAL PURPOSE | Active | MSH | MSH | MSH | Central Dispatch | MSH-LVP | Alaris Medical Systems | 8100 - LVP Module | 16183429 | 2023-01-30 | 1200 | 2024-01-30
1065836 | INFUSION PUMPS, GENERAL PURPOSE | INFUSION PUMPS | INFUSION PUMPS, GENERAL PURPOSE | Active | MSH | MSH | MSH | Central Dispatch | MSH-LVP | Alaris Medical Systems | 8100 - LVP Module | 16183430 | 2023-01-30 | 1200 | 2024-01-30
1065837 | INFUSION PUMPS, GENERAL PURPOSE | INFUSION PUMPS | INFUSION PUMPS, GENERAL PURPOSE | Active | MSH | MSH | MSH | Central Dispatch | MSH-LVP | Alaris Medical Systems | 8100 - LVP Module | 16183434 | 2023-01-30 | 1200 | 2024-01-30
1065838 | INFUSION PUMPS, GENERAL PURPOSE | INFUSION PUMPS | INFUSION PUMPS, GENERAL PURPOSE | Active | MSH | MSH | MSH | Central Dispatch | MSH-LVP | Alaris Medical Systems | 8100 - LVP Module | 16183435 | 2023-01-30 | 1200 | 2024-01-30
1065839 | INFUSION PUMPS, GENERAL PURPOSE | INFUSION PUMPS | INFUSION PUMPS, GENERAL PURPOSE | Active | MSH | MSH | MSH | Central Dispatch | MSH-LVP | Alaris Medical Systems | 8100 - LVP Module | 16183439 | 2023-01-30 | 1200 | 2024-01-30
1065840 | INFUSION PUMPS, GENERAL PURPOSE | INFUSION PUMPS | INFUSION PUMPS, GENERAL PURPOSE | Active | MSH | MSH | MSH | Central Dispatch | MSH-LVP | Alaris Medical Systems | 8100 - LVP Module | 16183448 | 2023-01-30 | 1200 | 2024-01-30
1065841 | INFUSION PUMPS, GENERAL PURPOSE | INFUSION PUMPS | INFUSION PUMPS, GENERAL PURPOSE | Active | MSH | MSH | MSH | Central Dispatch | MSH-LVP | Alaris Medical Systems | 8100 - LVP Module | 16183450 | 2023-01-30 | 1200 | 2024-01-30
1065842 | INFUSION PUMPS, GENERAL PURPOSE | INFUSION PUMPS | INFUSION PUMPS, GENERAL PURPOSE | Active | MSH | MSH | MSH | Central Dispatch | MSH-LVP | Alaris Medical Systems | 8100 - LVP Module | 16183457 | 2023-01-30 | 1200 | 2024-01-30
1065843 | INFUSION PUMPS, GENERAL PURPOSE | INFUSION PUMPS | INFUSION PUMPS, GENERAL PURPOSE | Active | MSH | MSH | MSH | Central Dispatch | MSH-LVP | Alaris Medical Systems | 8100 - LVP Module | 16183460 | 2023-01-30 | 1200 | 2024-01-30
1065844 | INFUSION PUMPS, GENERAL PURPOSE | INFUSION PUMPS | INFUSION PUMPS, GENERAL PURPOSE | Active | MSH | MSH | MSH | Central Dispatch | MSH-LVP | Alaris Medical Systems | 8100 - LVP Module | 16183468 | 2023-01-30 | 1200 | 2024-01-30
1065845 | INFUSION PUMPS, GENERAL PURPOSE | INFUSION PUMPS | INFUSION PUMPS, GENERAL PURPOSE | Active | MSH | MSH | MSH | Central Dispatch | MSH-LVP | Alaris Medical Systems | 8100 - LVP Module | 16183470 | 2023-01-30 | 1200 | 2024-01-30
1065846 | INFUSION PUMPS, GENERAL PURPOSE | INFUSION PUMPS | INFUSION PUMPS, GENERAL PURPOSE | Active | MSH | MSH | MSH | Central Dispatch | MSH-LVP | Alaris Medical Systems | 8100 - LVP Module | 16183473 | 2023-01-30 | 1200 | 2024-01-30
1065847 | INFUSION PUMPS, GENERAL PURPOSE | INFUSION PUMPS | INFUSION PUMPS, GENERAL PURPOSE | Active | MSH | MSH | MSH | Central Dispatch | MSH-LVP | Alaris Medical Systems | 8100 - LVP Module | 16183474 | 2023-01-30 | 1200 | 2024-01-30
1065848 | INFUSION PUMPS, GENERAL PURPOSE | INFUSION PUMPS | INFUSION PUMPS, GENERAL PURPOSE | Active | MSH | MSH | MSH | Central Dispatch | MSH-LVP | Alaris Medical Systems | 8100 - LVP Module | 16183477 | 2023-01-30 | 1200 | 2024-01-30
1065849 | INFUSION PUMPS, GENERAL PURPOSE | INFUSION PUMPS | INFUSION PUMPS, GENERAL PURPOSE | Active | MSH | MSH | MSH | Central Dispatch | MSH-LVP | Alaris Medical Systems | 8100 - LVP Module | 16183478 | 2023-01-30 | 1200 | 2024-01-30
1065850 | INFUSION PUMPS, GENERAL PURPOSE | INFUSION PUMPS | INFUSION PUMPS, GENERAL PURPOSE | Active | MSH | MSH | MSH | Central Dispatch | MSH-LVP | Alaris Medical Systems | 8100 - LVP Module | 16183485 | 2023-01-30 | 1200 | 2024-01-30
1065851 | INFUSION PUMPS, GENERAL PURPOSE | INFUSION PUMPS | INFUSION PUMPS, GENERAL PURPOSE | Active | MSH | MSH | MSH | Central Dispatch | MSH-LVP | Alaris Medical Systems | 8100 - LVP Module | 16183486 | 2023-01-30 | 1200 | 2024-01-30
1065852 | INFUSION PUMPS, GENERAL PURPOSE | INFUSION PUMPS | INFUSION PUMPS, GENERAL PURPOSE | Active | MSH | MSH | MSH | Central Dispatch | MSH-LVP | Alaris Medical Systems | 8100 - LVP Module | 16183487 | 2023-01-30 | 1200 | 2024-01-30
1065853 | INFUSION PUMPS, GENERAL PURPOSE | INFUSION PUMPS | INFUSION PUMPS, GENERAL PURPOSE | Active | MSH | MSH | MSH | Central Dispatch | MSH-LVP | Alaris Medical Systems | 8100 - LVP Module | 16183488 | 2023-01-30 | 1200 | 2024-01-30
1065854 | INFUSION PUMPS, GENERAL PURPOSE | INFUSION PUMPS | INFUSION PUMPS, GENERAL PURPOSE | Active | MSH | MSH | MSH | Central Dispatch | MSH-LVP | Alaris Medical Systems | 8100 - LVP Module | 16183489 | 2023-01-30 | 1200 | 2024-01-30
1065855 | INFUSION PUMPS, GENERAL PURPOSE | INFUSION PUMPS | INFUSION PUMPS, GENERAL PURPOSE | Active | MSH | MSH | MSH | Central Dispatch | MSH-LVP | Alaris Medical Systems | 8100 - LVP Module | 16183491 | 2023-01-30 | 1200 | 2024-01-30
1065856 | INFUSION PUMPS, GENERAL PURPOSE | INFUSION PUMPS | INFUSION PUMPS, GENERAL PURPOSE | Active | MSH | MSH | MSH | Central Dispatch | MSH-LVP | Alaris Medical Systems | 8100 - LVP Module | 16183492 | 2023-01-30 | 1200 | 2024-01-30
1065857 | INFUSION PUMPS, GENERAL PURPOSE | INFUSION PUMPS | INFUSION PUMPS, GENERAL PURPOSE | Active | MSH | MSH | MSH | Central Dispatch | MSH-LVP | Alaris Medical Systems | 8100 - LVP Module | 16183493 | 2023-01-30 | 1200 | 2024-01-30
1065858 | INFUSION PUMPS, GENERAL PURPOSE | INFUSION PUMPS | INFUSION PUMPS, GENERAL PURPOSE | Active | MSH | MSH | MSH | Central Dispatch | MSH-LVP | Alaris Medical Systems | 8100 - LVP Module | 16183494 | 2023-01-30 | 1200 | 2024-01-30
1065859 | INFUSION PUMPS, GENERAL PURPOSE | INFUSION PUMPS | INFUSION PUMPS, GENERAL PURPOSE | Active | MSH | MSH | MSH | Central Dispatch | MSH-LVP | Alaris Medical Systems | 8100 - LVP Module | 16183495 | 2023-01-30 | 1200 | 2024-01-30
1065860 | INFUSION PUMPS, GENERAL PURPOSE | INFUSION PUMPS | INFUSION PUMPS, GENERAL PURPOSE | Active | MSH | MSH | MSH | Central Dispatch | MSH-LVP | Alaris Medical Systems | 8100 - LVP Module | 16183497 | 2023-01-30 | 1200 | 2024-01-30
1065861 | INFUSION PUMPS, GENERAL PURPOSE | INFUSION PUMPS | INFUSION PUMPS, GENERAL PURPOSE | Active | MSH | MSH | MSH | Central Dispatch | MSH-LVP | Alaris Medical Systems | 8100 - LVP Module | 16183498 | 2023-01-30 | 1200 | 2024-01-30
1065862 | INFUSION PUMPS, GENERAL PURPOSE | INFUSION PUMPS | INFUSION PUMPS, GENERAL PURPOSE | Active | MSH | MSH | MSH | Central Dispatch | MSH-LVP | Alaris Medical Systems | 8100 - LVP Module | 16183499 | 2023-01-30 | 1200 | 2024-01-30
1065863 | INFUSION PUMPS, GENERAL PURPOSE | INFUSION PUMPS | INFUSION PUMPS, GENERAL PURPOSE | Active | MSH | MSH | MSH | Central Dispatch | MSH-LVP | Alaris Medical Systems | 8100 - LVP Module | 16183500 | 2023-01-30 | 1200 | 2024-01-30
1065864 | INFUSION PUMPS, GENERAL PURPOSE | INFUSION PUMPS | INFUSION PUMPS, GENERAL PURPOSE | Active | MSH | MSH | MSH | Central Dispatch | MSH-LVP | Alaris Medical Systems | 8100 - LVP Module | 16183501 | 2023-01-30 | 1200 | 2024-01-30
1065865 | INFUSION PUMPS, GENERAL PURPOSE | INFUSION PUMPS | INFUSION PUMPS, GENERAL PURPOSE | Active | MSH | MSH | MSH | Central Dispatch | MSH-LVP | Alaris Medical Systems | 8100 - LVP Module | 16183502 | 2023-01-30 | 1200 | 2024-01-30
1065866 | INFUSION PUMPS, GENERAL PURPOSE | INFUSION PUMPS | INFUSION PUMPS, GENERAL PURPOSE | Active | MSH | MSH | MSH | Central Dispatch | MSH-LVP | Alaris Medical Systems | 8100 - LVP Module | 16183503 | 2023-01-30 | 1200 | 2024-01-30
1065867 | INFUSION PUMPS, GENERAL PURPOSE | INFUSION PUMPS | INFUSION PUMPS, GENERAL PURPOSE | Active | MSH | MSH | MSH | Central Dispatch | MSH-LVP | Alaris Medical Systems | 8100 - LVP Module | 16183504 | 2023-01-30 | 1200 | 2024-01-30
1065868 | INFUSION PUMPS, GENERAL PURPOSE | INFUSION PUMPS | INFUSION PUMPS, GENERAL PURPOSE | Active | MSH | MSH | MSH | Central Dispatch | MSH-LVP | Alaris Medical Systems | 8100 - LVP Module | 16183506 | 2023-01-30 | 1200 | 2024-01-30
1065869 | INFUSION PUMPS, GENERAL PURPOSE | INFUSION PUMPS | INFUSION PUMPS, GENERAL PURPOSE | Active | MSH | MSH | MSH | Central Dispatch | MSH-LVP | Alaris Medical Systems | 8100 - LVP Module | 16183507 | 2023-01-30 | 1200 | 2024-01-30
1065870 | INFUSION PUMPS, GENERAL PURPOSE | INFUSION PUMPS | INFUSION PUMPS, GENERAL PURPOSE | Active | MSH | MSH | MSH | Central Dispatch | MSH-LVP | Alaris Medical Systems | 8100 - LVP Module | 16183508 | 2023-01-30 | 1200 | 2024-01-30
1065871 | INFUSION PUMPS, GENERAL PURPOSE | INFUSION PUMPS | INFUSION PUMPS, GENERAL PURPOSE | Active | MSH | MSH | MSH | Central Dispatch | MSH-LVP | Alaris Medical Systems | 8100 - LVP Module | 16183509 | 2023-01-30 | 1200 | 2024-01-30
1065872 | INFUSION PUMPS, GENERAL PURPOSE | INFUSION PUMPS | INFUSION PUMPS, GENERAL PURPOSE | Active | MSH | MSH | MSH | Central Dispatch | MSH-LVP | Alaris Medical Systems | 8100 - LVP Module | 16183511 | 2023-01-30 | 1200 | 2024-01-30
1065873 | INFUSION PUMPS, GENERAL PURPOSE | INFUSION PUMPS | INFUSION PUMPS, GENERAL PURPOSE | Active | MSH | MSH | MSH | Central Dispatch | MSH-LVP | Alaris Medical Systems | 8100 - LVP Module | 16183512 | 2023-01-30 | 1200 | 2024-01-30
1065874 | INFUSION PUMPS, GENERAL PURPOSE | INFUSION PUMPS | INFUSION PUMPS, GENERAL PURPOSE | Active | MSH | MSH | MSH | Central Dispatch | MSH-LVP | Alaris Medical Systems | 8100 - LVP Module | 16183513 | 2023-01-30 | 1200 | 2024-01-30
1065875 | INFUSION PUMPS, GENERAL PURPOSE | INFUSION PUMPS | INFUSION PUMPS, GENERAL PURPOSE | Active | MSH | MSH | MSH | Central Dispatch | MSH-LVP | Alaris Medical Systems | 8100 - LVP Module | 16183514 | 2023-01-30 | 1200 | 2024-01-30
1065876 | INFUSION PUMPS, GENERAL PURPOSE | INFUSION PUMPS | INFUSION PUMPS, GENERAL PURPOSE | Active | MSH | MSH | MSH | Central Dispatch | MSH-LVP | Alaris Medical Systems | 8100 - LVP Module | 16183515 | 2023-01-30 | 1200 | 2024-01-30
1065877 | INFUSION PUMPS, GENERAL PURPOSE | INFUSION PUMPS | INFUSION PUMPS, GENERAL PURPOSE | Active | MSH | MSH | MSH | Central Dispatch | MSH-LVP | Alaris Medical Systems | 8100 - LVP Module | 16183516 | 2023-01-30 | 1200 | 2024-01-30
1065878 | INFUSION PUMPS, GENERAL PURPOSE | INFUSION PUMPS | INFUSION PUMPS, GENERAL PURPOSE | Active | MSH | MSH | MSH | Central Dispatch | MSH-LVP | Alaris Medical Systems | 8100 - LVP Module | 16183517 | 2023-01-30 | 1200 | 2024-01-30
1065879 | INFUSION PUMPS, GENERAL PURPOSE | INFUSION PUMPS | INFUSION PUMPS, GENERAL PURPOSE | Active | MSH | MSH | MSH | Central Dispatch | MSH-LVP | Alaris Medical Systems | 8100 - LVP Module | 16183518 | 2023-01-30 | 1200 | 2024-01-30
1065880 | INFUSION PUMPS, GENERAL PURPOSE | INFUSION PUMPS | INFUSION PUMPS, GENERAL PURPOSE | Active | MSH | MSH | MSH | Central Dispatch | MSH-LVP | Alaris Medical Systems | 8100 - LVP Module | 16183519 | 2023-01-30 | 1200 | 2024-01-30
1065881 | INFUSION PUMPS, GENERAL PURPOSE | INFUSION PUMPS | INFUSION PUMPS, GENERAL PURPOSE | Active | MSH | MSH | MSH | Central Dispatch | MSH-LVP | Alaris Medical Systems | 8100 - LVP Module | 16183520 | 2023-01-30 | 1200 | 2024-01-30
1065882 | INFUSION PUMPS, GENERAL PURPOSE | INFUSION PUMPS | INFUSION PUMPS, GENERAL PURPOSE | Active | MSH | MSH | MSH | Central Dispatch | MSH-LVP | Alaris Medical Systems | 8100 - LVP Module | 16183521 | 2023-01-30 | 1200 | 2024-01-30
1065883 | INFUSION PUMPS, GENERAL PURPOSE | INFUSION PUMPS | INFUSION PUMPS, GENERAL PURPOSE | Active | MSH | MSH | MSH | Central Dispatch | MSH-LVP | Alaris Medical Systems | 8100 - LVP Module | 16183522 | 2023-01-30 | 1200 | 2024-01-30
1065884 | INFUSION PUMPS, GENERAL PURPOSE | INFUSION PUMPS | INFUSION PUMPS, GENERAL PURPOSE | Active | MSH | MSH | MSH | Central Dispatch | MSH-LVP | Alaris Medical Systems | 8100 - LVP Module | 16183523 | 2023-01-30 | 1200 | 2024-01-30
1065885 | INFUSION PUMPS, GENERAL PURPOSE | INFUSION PUMPS | INFUSION PUMPS, GENERAL PURPOSE | Active | MSH | MSH | MSH | Central Dispatch | MSH-LVP | Alaris Medical Systems | 8100 - LVP Module | 16183525 | 2023-01-30 | 1200 | 2024-01-30
1065886 | INFUSION PUMPS, GENERAL PURPOSE | INFUSION PUMPS | INFUSION PUMPS, GENERAL PURPOSE | Active | MSH | MSH | MSH | Central Dispatch | MSH-LVP | Alaris Medical Systems | 8100 - LVP Module | 16183526 | 2023-01-30 | 1200 | 2024-01-30
1065887 | INFUSION PUMPS, GENERAL PURPOSE | INFUSION PUMPS | INFUSION PUMPS, GENERAL PURPOSE | Active | MSH | MSH | MSH | Central Dispatch | MSH-LVP | Alaris Medical Systems | 8100 - LVP Module | 16183527 | 2023-01-30 | 1200 | 2024-01-30
1065888 | INFUSION PUMPS, GENERAL PURPOSE | INFUSION PUMPS | INFUSION PUMPS, GENERAL PURPOSE | Active | MSH | MSH | MSH | Central Dispatch | MSH-LVP | Alaris Medical Systems | 8100 - LVP Module | 16183528 | 2023-01-30 | 1200 | 2024-01-30
1065889 | INFUSION PUMPS, GENERAL PURPOSE | INFUSION PUMPS | INFUSION PUMPS, GENERAL PURPOSE | Active | MSH | MSH | MSH | Central Dispatch | MSH-LVP | Alaris Medical Systems | 8100 - LVP Module | 16183599 | 2023-01-30 | 1200 | 2024-01-30
1065890 | INFUSION PUMPS, GENERAL PURPOSE | INFUSION PUMPS | INFUSION PUMPS, GENERAL PURPOSE | Active | MSH | MSH | MSH | Central Dispatch | MSH-LVP | Alaris Medical Systems | 8100 - LVP Module | 16183600 | 2023-01-30 | 1200 | 2024-01-30
1065891 | INFUSION PUMPS, GENERAL PURPOSE | INFUSION PUMPS | INFUSION PUMPS, GENERAL PURPOSE | Active | MSH | MSH | MSH | Central Dispatch | MSH-LVP | Alaris Medical Systems | 8100 - LVP Module | 16183601 | 2023-01-30 | 1200 | 2024-01-30
1065892 | INFUSION PUMPS, GENERAL PURPOSE | INFUSION PUMPS | INFUSION PUMPS, GENERAL PURPOSE | Active | MSH | MSH | MSH | Central Dispatch | MSH-LVP | Alaris Medical Systems | 8100 - LVP Module | 16183602 | 2023-01-30 | 1200 | 2024-01-30
1065893 | INFUSION PUMPS, GENERAL PURPOSE | INFUSION PUMPS | INFUSION PUMPS, GENERAL PURPOSE | Active | MSH | MSH | MSH | Central Dispatch | MSH-LVP | Alaris Medical Systems | 8100 - LVP Module | 16183603 | 2023-01-30 | 1200 | 2024-01-30
1065894 | INFUSION PUMPS, GENERAL PURPOSE | INFUSION PUMPS | INFUSION PUMPS, GENERAL PURPOSE | Active | MSH | MSH | MSH | Central Dispatch | MSH-LVP | Alaris Medical Systems | 8100 - LVP Module | 16183604 | 2023-01-30 | 1200 | 2024-01-30
1065895 | INFUSION PUMPS, GENERAL PURPOSE | INFUSION PUMPS | INFUSION PUMPS, GENERAL PURPOSE | Active | MSH | MSH | MSH | Central Dispatch | MSH-LVP | Alaris Medical Systems | 8100 - LVP Module | 16183613 | 2023-01-30 | 1200 | 2024-01-30
1065896 | INFUSION PUMPS, GENERAL PURPOSE | INFUSION PUMPS | INFUSION PUMPS, GENERAL PURPOSE | Active | MSH | MSH | MSH | Central Dispatch | MSH-LVP | Alaris Medical Systems | 8100 - LVP Module | 16183616 | 2023-01-30 | 1200 | 2024-01-30
1065897 | INFUSION PUMPS, GENERAL PURPOSE | INFUSION PUMPS | INFUSION PUMPS, GENERAL PURPOSE | Active | MSH | MSH | MSH | Central Dispatch | MSH-LVP | Alaris Medical Systems | 8100 - LVP Module | 16183643 | 2023-01-30 | 1200 | 2024-01-30
1065898 | INFUSION PUMPS, GENERAL PURPOSE | INFUSION PUMPS | INFUSION PUMPS, GENERAL PURPOSE | Active | MSH | MSH | MSH | Central Dispatch | MSH-LVP | Alaris Medical Systems | 8100 - LVP Module | 16183644 | 2023-01-30 | 1200 | 2024-01-30
1065899 | INFUSION PUMPS, GENERAL PURPOSE | INFUSION PUMPS | INFUSION PUMPS, GENERAL PURPOSE | Active | MSH | MSH | MSH | Central Dispatch | MSH-LVP | Alaris Medical Systems | 8100 - LVP Module | 16183647 | 2023-01-30 | 1200 | 2024-01-30
1065900 | INFUSION PUMPS, GENERAL PURPOSE | INFUSION PUMPS | INFUSION PUMPS, GENERAL PURPOSE | Active | MSH | MSH | MSH | Central Dispatch | MSH-LVP | Alaris Medical Systems | 8100 - LVP Module | 16183658 | 2023-01-30 | 1200 | 2024-01-30
1065901 | INFUSION PUMPS, GENERAL PURPOSE | INFUSION PUMPS | INFUSION PUMPS, GENERAL PURPOSE | Active | MSH | MSH | MSH | Central Dispatch | MSH-LVP | Alaris Medical Systems | 8100 - LVP Module | 16183673 | 2023-01-30 | 1200 | 2024-01-30
1065902 | INFUSION PUMPS, GENERAL PURPOSE | INFUSION PUMPS | INFUSION PUMPS, GENERAL PURPOSE | Active | MSH | MSH | MSH | Central Dispatch | MSH-LVP | Alaris Medical Systems | 8100 - LVP Module | 16183677 | 2023-01-30 | 1200 | 2024-01-30
1065903 | INFUSION PUMPS, GENERAL PURPOSE | INFUSION PUMPS | INFUSION PUMPS, GENERAL PURPOSE | Active | MSH | MSH | MSH | Central Dispatch | MSH-LVP | Alaris Medical Systems | 8100 - LVP Module | 16183678 | 2023-01-30 | 1200 | 2024-01-30
1065904 | INFUSION PUMPS, GENERAL PURPOSE | INFUSION PUMPS | INFUSION PUMPS, GENERAL PURPOSE | Active | MSH | MSH | MSH | Central Dispatch | MSH-LVP | Alaris Medical Systems | 8100 - LVP Module | 16183685 | 2023-01-30 | 1200 | 2024-01-30
1065905 | INFUSION PUMPS, GENERAL PURPOSE | INFUSION PUMPS | INFUSION PUMPS, GENERAL PURPOSE | Active | MSH | MSH | MSH | Central Dispatch | MSH-LVP | Alaris Medical Systems | 8100 - LVP Module | 16183687 | 2023-01-30 | 1200 | 2024-01-30
1065906 | INFUSION PUMPS, GENERAL PURPOSE | INFUSION PUMPS | INFUSION PUMPS, GENERAL PURPOSE | Active | MSH | MSH | MSH | Central Dispatch | MSH-LVP | Alaris Medical Systems | 8100 - LVP Module | 16183689 | 2023-01-30 | 1200 | 2024-01-30
1065907 | INFUSION PUMPS, GENERAL PURPOSE | INFUSION PUMPS | INFUSION PUMPS, GENERAL PURPOSE | Active | MSH | MSH | MSH | Central Dispatch | MSH-LVP | Alaris Medical Systems | 8100 - LVP Module | 16183690 | 2023-01-30 | 1200 | 2024-01-30
1065908 | INFUSION PUMPS, GENERAL PURPOSE | INFUSION PUMPS | INFUSION PUMPS, GENERAL PURPOSE | Active | MSH | MSH | MSH | Central Dispatch | MSH-LVP | Alaris Medical Systems | 8100 - LVP Module | 16183691 | 2023-01-30 | 1200 | 2024-01-30
1065909 | INFUSION PUMPS, GENERAL PURPOSE | INFUSION PUMPS | INFUSION PUMPS, GENERAL PURPOSE | Active | MSH | MSH | MSH | Central Dispatch | MSH-LVP | Alaris Medical Systems | 8100 - LVP Module | 16183692 | 2023-01-30 | 1200 | 2024-01-30
1065910 | INFUSION PUMPS, GENERAL PURPOSE | INFUSION PUMPS | INFUSION PUMPS, GENERAL PURPOSE | Active | MSH | MSH | MSH | Central Dispatch | MSH-LVP | Alaris Medical Systems | 8100 - LVP Module | 16183693 | 2023-01-30 | 1200 | 2024-01-30
1065911 | INFUSION PUMPS, GENERAL PURPOSE | INFUSION PUMPS | INFUSION PUMPS, GENERAL PURPOSE | Active | MSH | MSH | MSH | Central Dispatch | MSH-LVP | Alaris Medical Systems | 8100 - LVP Module | 16183696 | 2023-01-30 | 1200 | 2024-01-30
1065912 | INFUSION PUMPS, GENERAL PURPOSE | INFUSION PUMPS | INFUSION PUMPS, GENERAL PURPOSE | Active | MSH | MSH | MSH | Central Dispatch | MSH-LVP | Alaris Medical Systems | 8100 - LVP Module | 16183697 | 2023-01-30 | 1200 | 2024-01-30
1065913 | INFUSION PUMPS, GENERAL PURPOSE | INFUSION PUMPS | INFUSION PUMPS, GENERAL PURPOSE | Active | MSH | MSH | MSH | Central Dispatch | MSH-LVP | Alaris Medical Systems | 8100 - LVP Module | 16183698 | 2023-01-30 | 1200 | 2024-01-30
1065914 | INFUSION PUMPS, GENERAL PURPOSE | INFUSION PUMPS | INFUSION PUMPS, GENERAL PURPOSE | Active | MSH | MSH | MSH | Central Dispatch | MSH-LVP | Alaris Medical Systems | 8100 - LVP Module | 16183700 | 2023-01-30 | 1200 | 2024-01-30
1065915 | INFUSION PUMPS, GENERAL PURPOSE | INFUSION PUMPS | INFUSION PUMPS, GENERAL PURPOSE | Active | MSH | MSH | MSH | Central Dispatch | MSH-LVP | Alaris Medical Systems | 8100 - LVP Module | 16183701 | 2023-01-30 | 1200 | 2024-01-30
1065916 | INFUSION PUMPS, GENERAL PURPOSE | INFUSION PUMPS | INFUSION PUMPS, GENERAL PURPOSE | Active | MSH | MSH | MSH | Central Dispatch | MSH-LVP | Alaris Medical Systems | 8100 - LVP Module | 16183702 | 2023-01-30 | 1200 | 2024-01-30
1065917 | INFUSION PUMPS, GENERAL PURPOSE | INFUSION PUMPS | INFUSION PUMPS, GENERAL PURPOSE | Active | MSH | MSH | MSH | Central Dispatch | MSH-LVP | Alaris Medical Systems | 8100 - LVP Module | 16183703 | 2023-01-30 | 1200 | 2024-01-30
1065918 | INFUSION PUMPS, GENERAL PURPOSE | INFUSION PUMPS | INFUSION PUMPS, GENERAL PURPOSE | Active | MSH | MSH | MSH | Central Dispatch | MSH-LVP | Alaris Medical Systems | 8100 - LVP Module | 16183705 | 2023-01-30 | 1200 | 2024-01-30
1065919 | INFUSION PUMPS, GENERAL PURPOSE | INFUSION PUMPS | INFUSION PUMPS, GENERAL PURPOSE | Active | MSH | MSH | MSH | Central Dispatch | MSH-LVP | Alaris Medical Systems | 8100 - LVP Module | 16183706 | 2023-01-30 | 1200 | 2024-01-30
1065920 | INFUSION PUMPS, GENERAL PURPOSE | INFUSION PUMPS | INFUSION PUMPS, GENERAL PURPOSE | Active | MSH | MSH | MSH | Central Dispatch | MSH-LVP | Alaris Medical Systems | 8100 - LVP Module | 16183707 | 2023-01-30 | 1200 | 2024-01-30
1065921 | INFUSION PUMPS, GENERAL PURPOSE | INFUSION PUMPS | INFUSION PUMPS, GENERAL PURPOSE | Active | MSH | MSH | MSH | Central Dispatch | MSH-LVP | Alaris Medical Systems | 8100 - LVP Module | 16183708 | 2023-01-30 | 1200 | 2024-01-30
1065922 | INFUSION PUMPS, GENERAL PURPOSE | INFUSION PUMPS | INFUSION PUMPS, GENERAL PURPOSE | Active | MSH | MSH | MSH | Central Dispatch | MSH-LVP | Alaris Medical Systems | 8100 - LVP Module | 16183709 | 2023-01-30 | 1200 | 2024-01-30
1065923 | INFUSION PUMPS, GENERAL PURPOSE | INFUSION PUMPS | INFUSION PUMPS, GENERAL PURPOSE | Active | MSH | MSH | MSH | Central Dispatch | MSH-LVP | Alaris Medical Systems | 8100 - LVP Module | 16183710 | 2023-01-30 | 1200 | 2024-01-30
1065924 | INFUSION PUMPS, GENERAL PURPOSE | INFUSION PUMPS | INFUSION PUMPS, GENERAL PURPOSE | Active | MSH | MSH | MSH | Central Dispatch | MSH-LVP | Alaris Medical Systems | 8100 - LVP Module | 16183712 | 2023-01-30 | 1200 | 2024-01-30
1065925 | INFUSION PUMPS, GENERAL PURPOSE | INFUSION PUMPS | INFUSION PUMPS, GENERAL PURPOSE | Active | MSH | MSH | MSH | Central Dispatch | MSH-LVP | Alaris Medical Systems | 8100 - LVP Module | 16183713 | 2023-01-30 | 1200 | 2024-01-30
1065926 | INFUSION PUMPS, GENERAL PURPOSE | INFUSION PUMPS | INFUSION PUMPS, GENERAL PURPOSE | Active | MSH | MSH | MSH | Central Dispatch | MSH-LVP | Alaris Medical Systems | 8100 - LVP Module | 16183715 | 2023-01-30 | 1200 | 2024-01-30
1065927 | INFUSION PUMPS, GENERAL PURPOSE | INFUSION PUMPS | INFUSION PUMPS, GENERAL PURPOSE | Active | MSH | MSH | MSH | Central Dispatch | MSH-LVP | Alaris Medical Systems | 8100 - LVP Module | 16183717 | 2023-01-30 | 1200 | 2024-01-30
1065928 | INFUSION PUMPS, GENERAL PURPOSE | INFUSION PUMPS | INFUSION PUMPS, GENERAL PURPOSE | Active | MSH | MSH | MSH | Central Dispatch | MSH-LVP | Alaris Medical Systems | 8100 - LVP Module | 16183718 | 2023-01-30 | 1200 | 2024-01-30
1065929 | INFUSION PUMPS, GENERAL PURPOSE | INFUSION PUMPS | INFUSION PUMPS, GENERAL PURPOSE | Active | MSH | MSH | MSH | Central Dispatch | MSH-LVP | Alaris Medical Systems | 8100 - LVP Module | 16183722 | 2023-01-30 | 1200 | 2024-01-30
1065930 | INFUSION PUMPS, GENERAL PURPOSE | INFUSION PUMPS | INFUSION PUMPS, GENERAL PURPOSE | Active | MSH | MSH | MSH | Central Dispatch | MSH-LVP | Alaris Medical Systems | 8100 - LVP Module | 16183723 | 2023-01-30 | 1200 | 2024-01-30
1065931 | INFUSION PUMPS, GENERAL PURPOSE | INFUSION PUMPS | INFUSION PUMPS, GENERAL PURPOSE | Active | MSH | MSH | MSH | Central Dispatch | MSH-LVP | Alaris Medical Systems | 8100 - LVP Module | 16183725 | 2023-01-30 | 1200 | 2024-01-30
1065932 | INFUSION PUMPS, GENERAL PURPOSE | INFUSION PUMPS | INFUSION PUMPS, GENERAL PURPOSE | Active | MSH | MSH | MSH | Central Dispatch | MSH-LVP | Alaris Medical Systems | 8100 - LVP Module | 16183726 | 2023-01-30 | 1200 | 2024-01-30
1065933 | INFUSION PUMPS, GENERAL PURPOSE | INFUSION PUMPS | INFUSION PUMPS, GENERAL PURPOSE | Active | MSH | MSH | MSH | Central Dispatch | MSH-LVP | Alaris Medical Systems | 8100 - LVP Module | 16183729 | 2023-01-30 | 1200 | 2024-01-30
1065934 | INFUSION PUMPS, GENERAL PURPOSE | INFUSION PUMPS | INFUSION PUMPS, GENERAL PURPOSE | Active | MSH | MSH | MSH | Central Dispatch | MSH-LVP | Alaris Medical Systems | 8100 - LVP Module | 16183736 | 2023-01-30 | 1200 | 2024-01-30
1065935 | INFUSION PUMPS, GENERAL PURPOSE | INFUSION PUMPS | INFUSION PUMPS, GENERAL PURPOSE | Active | MSH | MSH | MSH | Central Dispatch | MSH-LVP | Alaris Medical Systems | 8100 - LVP Module | 16183737 | 2023-01-30 | 1200 | 2024-01-30
1065936 | INFUSION PUMPS, GENERAL PURPOSE | INFUSION PUMPS | INFUSION PUMPS, GENERAL PURPOSE | Active | MSH | MSH | MSH | Central Dispatch | MSH-LVP | Alaris Medical Systems | 8100 - LVP Module | 16183739 | 2023-01-30 | 1200 | 2024-01-30
1065937 | INFUSION PUMPS, GENERAL PURPOSE | INFUSION PUMPS | INFUSION PUMPS, GENERAL PURPOSE | Active | MSH | MSH | MSH | Central Dispatch | MSH-LVP | Alaris Medical Systems | 8100 - LVP Module | 16183740 | 2023-01-30 | 1200 | 2024-01-30
1065938 | INFUSION PUMPS, GENERAL PURPOSE | INFUSION PUMPS | INFUSION PUMPS, GENERAL PURPOSE | Active | MSH | MSH | MSH | Central Dispatch | MSH-LVP | Alaris Medical Systems | 8100 - LVP Module | 16183741 | 2023-01-30 | 1200 | 2024-01-30
1065939 | INFUSION PUMPS, GENERAL PURPOSE | INFUSION PUMPS | INFUSION PUMPS, GENERAL PURPOSE | Active | MSH | MSH | MSH | Central Dispatch | MSH-LVP | Alaris Medical Systems | 8100 - LVP Module | 16183744 | 2023-01-30 | 1200 | 2024-01-30
1065940 | INFUSION PUMPS, GENERAL PURPOSE | INFUSION PUMPS | INFUSION PUMPS, GENERAL PURPOSE | Active | MSH | MSH | MSH | Central Dispatch | MSH-LVP | Alaris Medical Systems | 8100 - LVP Module | 16183745 | 2023-01-30 | 1200 | 2024-01-30
1065941 | INFUSION PUMPS, GENERAL PURPOSE | INFUSION PUMPS | INFUSION PUMPS, GENERAL PURPOSE | Active | MSH | MSH | MSH | Central Dispatch | MSH-LVP | Alaris Medical Systems | 8100 - LVP Module | 16183746 | 2023-01-30 | 1200 | 2024-01-30
1065942 | INFUSION PUMPS, GENERAL PURPOSE | INFUSION PUMPS | INFUSION PUMPS, GENERAL PURPOSE | Active | MSH | MSH | MSH | Central Dispatch | MSH-LVP | Alaris Medical Systems | 8100 - LVP Module | 16183747 | 2023-01-30 | 1200 | 2024-01-30
1065943 | INFUSION PUMPS, GENERAL PURPOSE | INFUSION PUMPS | INFUSION PUMPS, GENERAL PURPOSE | Active | MSH | MSH | MSH | Central Dispatch | MSH-LVP | Alaris Medical Systems | 8100 - LVP Module | 16183749 | 2023-01-30 | 1200 | 2024-01-30
1065944 | INFUSION PUMPS, GENERAL PURPOSE | INFUSION PUMPS | INFUSION PUMPS, GENERAL PURPOSE | Active | MSH | MSH | MSH | Central Dispatch | MSH-LVP | Alaris Medical Systems | 8100 - LVP Module | 16183750 | 2023-01-30 | 1200 | 2024-01-30
1065945 | INFUSION PUMPS, GENERAL PURPOSE | INFUSION PUMPS | INFUSION PUMPS, GENERAL PURPOSE | Active | MSH | MSH | MSH | Central Dispatch | MSH-LVP | Alaris Medical Systems | 8100 - LVP Module | 16183751 | 2023-01-30 | 1200 | 2024-01-30
1065946 | INFUSION PUMPS, GENERAL PURPOSE | INFUSION PUMPS | INFUSION PUMPS, GENERAL PURPOSE | Active | MSH | MSH | MSH | Central Dispatch | MSH-LVP | Alaris Medical Systems | 8100 - LVP Module | 16183753 | 2023-01-30 | 1200 | 2024-01-30
1065947 | INFUSION PUMPS, GENERAL PURPOSE | INFUSION PUMPS | INFUSION PUMPS, GENERAL PURPOSE | Active | MSH | MSH | MSH | Central Dispatch | MSH-LVP | Alaris Medical Systems | 8100 - LVP Module | 16183754 | 2023-01-30 | 1200 | 2024-01-30
1065948 | INFUSION PUMPS, GENERAL PURPOSE | INFUSION PUMPS | INFUSION PUMPS, GENERAL PURPOSE | Active | MSH | MSH | MSH | Central Dispatch | MSH-LVP | Alaris Medical Systems | 8100 - LVP Module | 16183755 | 2023-01-30 | 1200 | 2024-01-30
1065949 | INFUSION PUMPS, GENERAL PURPOSE | INFUSION PUMPS | INFUSION PUMPS, GENERAL PURPOSE | Active | MSH | MSH | MSH | Central Dispatch | MSH-LVP | Alaris Medical Systems | 8100 - LVP Module | 16183758 | 2023-01-30 | 1200 | 2024-01-30
1065950 | INFUSION PUMPS, GENERAL PURPOSE | INFUSION PUMPS | INFUSION PUMPS, GENERAL PURPOSE | Active | MSH | MSH | MSH | Central Dispatch | MSH-LVP | Alaris Medical Systems | 8100 - LVP Module | 16183759 | 2023-01-30 | 1200 | 2024-01-30
1065951 | INFUSION PUMPS, GENERAL PURPOSE | INFUSION PUMPS | INFUSION PUMPS, GENERAL PURPOSE | Active | MSH | MSH | MSH | Central Dispatch | MSH-LVP | Alaris Medical Systems | 8100 - LVP Module | 16183761 | 2023-01-30 | 1200 | 2024-01-30
1065952 | INFUSION PUMPS, GENERAL PURPOSE | INFUSION PUMPS | INFUSION PUMPS, GENERAL PURPOSE | Active | MSH | MSH | MSH | Central Dispatch | MSH-LVP | Alaris Medical Systems | 8100 - LVP Module | 16183763 | 2023-01-30 | 1200 | 2024-01-30
1065953 | INFUSION PUMPS, GENERAL PURPOSE | INFUSION PUMPS | INFUSION PUMPS, GENERAL PURPOSE | Active | MSH | MSH | MSH | Central Dispatch | MSH-LVP | Alaris Medical Systems | 8100 - LVP Module | 16183767 | 2023-01-30 | 1200 | 2024-01-30
1065954 | INFUSION PUMPS, GENERAL PURPOSE | INFUSION PUMPS | INFUSION PUMPS, GENERAL PURPOSE | Active | MSH | MSH | MSH | Central Dispatch | MSH-LVP | Alaris Medical Systems | 8100 - LVP Module | 16183769 | 2023-01-30 | 1200 | 2024-01-30
1065955 | INFUSION PUMPS, GENERAL PURPOSE | INFUSION PUMPS | INFUSION PUMPS, GENERAL PURPOSE | Active | MSH | MSH | MSH | Central Dispatch | MSH-LVP | Alaris Medical Systems | 8100 - LVP Module | 16183770 | 2023-01-30 | 1200 | 2024-01-30
1065956 | INFUSION PUMPS, GENERAL PURPOSE | INFUSION PUMPS | INFUSION PUMPS, GENERAL PURPOSE | Active | MSH | MSH | MSH | Central Dispatch | MSH-LVP | Alaris Medical Systems | 8100 - LVP Module | 16183771 | 2023-01-30 | 1200 | 2024-01-30
1065957 | INFUSION PUMPS, GENERAL PURPOSE | INFUSION PUMPS | INFUSION PUMPS, GENERAL PURPOSE | Active | MSH | MSH | MSH | Central Dispatch | MSH-LVP | Alaris Medical Systems | 8100 - LVP Module | 16183772 | 2023-01-30 | 1200 | 2024-01-30
1065958 | INFUSION PUMPS, GENERAL PURPOSE | INFUSION PUMPS | INFUSION PUMPS, GENERAL PURPOSE | Active | MSH | MSH | MSH | Central Dispatch | MSH-LVP | Alaris Medical Systems | 8100 - LVP Module | 16183773 | 2023-01-30 | 1200 | 2024-01-30
1065959 | INFUSION PUMPS, GENERAL PURPOSE | INFUSION PUMPS | INFUSION PUMPS, GENERAL PURPOSE | Active | MSH | MSH | MSH | Central Dispatch | MSH-LVP | Alaris Medical Systems | 8100 - LVP Module | 16183775 | 2023-01-30 | 1200 | 2024-01-30
1065960 | INFUSION PUMPS, GENERAL PURPOSE | INFUSION PUMPS | INFUSION PUMPS, GENERAL PURPOSE | Active | MSH | MSH | MSH | Central Dispatch | MSH-LVP | Alaris Medical Systems | 8100 - LVP Module | 16183783 | 2023-01-30 | 1200 | 2024-01-30
1065961 | INFUSION PUMPS, GENERAL PURPOSE | INFUSION PUMPS | INFUSION PUMPS, GENERAL PURPOSE | Active | MSH | MSH | MSH | Central Dispatch | MSH-LVP | Alaris Medical Systems | 8100 - LVP Module | 16183814 | 2023-01-30 | 1200 | 2024-01-30
1065962 | INFUSION PUMPS, GENERAL PURPOSE | INFUSION PUMPS | INFUSION PUMPS, GENERAL PURPOSE | Active | MSH | MSH | MSH | Central Dispatch | MSH-LVP | Alaris Medical Systems | 8100 - LVP Module | 16183823 | 2023-01-30 | 1200 | 2024-01-30
1065963 | INFUSION PUMPS, GENERAL PURPOSE | INFUSION PUMPS | INFUSION PUMPS, GENERAL PURPOSE | Active | MSH | MSH | MSH | Central Dispatch | MSH-LVP | Alaris Medical Systems | 8100 - LVP Module | 16183840 | 2023-01-30 | 1200 | 2024-01-30
1065964 | INFUSION PUMPS, GENERAL PURPOSE | INFUSION PUMPS | INFUSION PUMPS, GENERAL PURPOSE | Active | MSH | MSH | MSH | Central Dispatch | MSH-LVP | Alaris Medical Systems | 8100 - LVP Module | 16183852 | 2023-01-30 | 1200 | 2024-01-30
1065965 | INFUSION PUMPS, GENERAL PURPOSE | INFUSION PUMPS | INFUSION PUMPS, GENERAL PURPOSE | Active | MSH | MSH | MSH | Central Dispatch | MSH-LVP | Alaris Medical Systems | 8100 - LVP Module | 16183853 | 2023-01-30 | 1200 | 2024-01-30
1065966 | INFUSION PUMPS, GENERAL PURPOSE | INFUSION PUMPS | INFUSION PUMPS, GENERAL PURPOSE | Active | MSH | MSH | MSH | Central Dispatch | MSH-LVP | Alaris Medical Systems | 8100 - LVP Module | 16183855 | 2023-01-30 | 1200 | 2024-01-30
1065967 | INFUSION PUMPS, GENERAL PURPOSE | INFUSION PUMPS | INFUSION PUMPS, GENERAL PURPOSE | Active | MSH | MSH | MSH | Central Dispatch | MSH-LVP | Alaris Medical Systems | 8100 - LVP Module | 16183856 | 2023-01-30 | 1200 | 2024-01-30
1065968 | INFUSION PUMPS, GENERAL PURPOSE | INFUSION PUMPS | INFUSION PUMPS, GENERAL PURPOSE | Active | MSH | MSH | MSH | Central Dispatch | MSH-LVP | Alaris Medical Systems | 8100 - LVP Module | 16183857 | 2023-01-30 | 1200 | 2024-01-30
1065969 | INFUSION PUMPS, GENERAL PURPOSE | INFUSION PUMPS | INFUSION PUMPS, GENERAL PURPOSE | Active | MSH | MSH | MSH | Central Dispatch | MSH-LVP | Alaris Medical Systems | 8100 - LVP Module | 16183858 | 2023-01-30 | 1200 | 2024-01-30
1065970 | INFUSION PUMPS, GENERAL PURPOSE | INFUSION PUMPS | INFUSION PUMPS, GENERAL PURPOSE | Active | MSH | MSH | MSH | Central Dispatch | MSH-LVP | Alaris Medical Systems | 8100 - LVP Module | 16183859 | 2023-01-30 | 1200 | 2024-01-30
1065971 | INFUSION PUMPS, GENERAL PURPOSE | INFUSION PUMPS | INFUSION PUMPS, GENERAL PURPOSE | Active | MSH | MSH | MSH | Central Dispatch | MSH-LVP | Alaris Medical Systems | 8100 - LVP Module | 16183871 | 2023-01-30 | 1200 | 2024-01-30
1065972 | INFUSION PUMPS, GENERAL PURPOSE | INFUSION PUMPS | INFUSION PUMPS, GENERAL PURPOSE | Active | MSH | MSH | MSH | Central Dispatch | MSH-LVP | Alaris Medical Systems | 8100 - LVP Module | 16183880 | 2023-01-30 | 1200 | 2024-01-30
1065973 | INFUSION PUMPS, GENERAL PURPOSE | INFUSION PUMPS | INFUSION PUMPS, GENERAL PURPOSE | Active | MSH | MSH | MSH | Central Dispatch | MSH-LVP | Alaris Medical Systems | 8100 - LVP Module | 16183888 | 2023-01-30 | 1200 | 2024-01-30
1065974 | INFUSION PUMPS, GENERAL PURPOSE | INFUSION PUMPS | INFUSION PUMPS, GENERAL PURPOSE | Active | MSH | MSH | MSH | Central Dispatch | MSH-LVP | Alaris Medical Systems | 8100 - LVP Module | 16183889 | 2023-01-30 | 1200 | 2024-01-30
1065975 | INFUSION PUMPS, GENERAL PURPOSE | INFUSION PUMPS | INFUSION PUMPS, GENERAL PURPOSE | Active | MSH | MSH | MSH | Central Dispatch | MSH-LVP | Alaris Medical Systems | 8100 - LVP Module | 16183890 | 2023-01-30 | 1200 | 2024-01-30
1065976 | INFUSION PUMPS, GENERAL PURPOSE | INFUSION PUMPS | INFUSION PUMPS, GENERAL PURPOSE | Active | MSH | MSH | MSH | Central Dispatch | MSH-LVP | Alaris Medical Systems | 8100 - LVP Module | 16183892 | 2023-01-30 | 1200 | 2024-01-30
1065977 | INFUSION PUMPS, GENERAL PURPOSE | INFUSION PUMPS | INFUSION PUMPS, GENERAL PURPOSE | Active | MSH | MSH | MSH | Central Dispatch | MSH-LVP | Alaris Medical Systems | 8100 - LVP Module | 16183893 | 2023-01-30 | 1200 | 2024-01-30
1065978 | INFUSION PUMPS, GENERAL PURPOSE | INFUSION PUMPS | INFUSION PUMPS, GENERAL PURPOSE | Active | MSH | MSH | MSH | Central Dispatch | MSH-LVP | Alaris Medical Systems | 8100 - LVP Module | 16183897 | 2023-01-30 | 1200 | 2024-01-30
1065979 | INFUSION PUMPS, GENERAL PURPOSE | INFUSION PUMPS | INFUSION PUMPS, GENERAL PURPOSE | Active | MSH | MSH | MSH | Central Dispatch | MSH-LVP | Alaris Medical Systems | 8100 - LVP Module | 16183898 | 2023-01-30 | 1200 | 2024-01-30
1065980 | INFUSION PUMPS, GENERAL PURPOSE | INFUSION PUMPS | INFUSION PUMPS, GENERAL PURPOSE | Active | MSH | MSH | MSH | Central Dispatch | MSH-LVP | Alaris Medical Systems | 8100 - LVP Module | 16183902 | 2023-01-30 | 1200 | 2024-01-30
1065981 | INFUSION PUMPS, GENERAL PURPOSE | INFUSION PUMPS | INFUSION PUMPS, GENERAL PURPOSE | Active | MSH | MSH | MSH | Central Dispatch | MSH-LVP | Alaris Medical Systems | 8100 - LVP Module | 16183918 | 2023-01-30 | 1200 | 2024-01-30
1065982 | INFUSION PUMPS, GENERAL PURPOSE | INFUSION PUMPS | INFUSION PUMPS, GENERAL PURPOSE | Active | MSH | MSH | MSH | Central Dispatch | MSH-LVP | Alaris Medical Systems | 8100 - LVP Module | 16183979 | 2023-01-30 | 1200 | 2024-01-30
1065983 | INFUSION PUMPS, GENERAL PURPOSE | INFUSION PUMPS | INFUSION PUMPS, GENERAL PURPOSE | Active | MSH | MSH | MSH | Central Dispatch | MSH-LVP | Alaris Medical Systems | 8100 - LVP Module | 16183995 | 2023-01-30 | 1200 | 2024-01-30
1065984 | INFUSION PUMPS, GENERAL PURPOSE | INFUSION PUMPS | INFUSION PUMPS, GENERAL PURPOSE | Active | MSH | MSH | MSH | Central Dispatch | MSH-LVP | Alaris Medical Systems | 8100 - LVP Module | 16184012 | 2023-01-30 | 1200 | 2024-01-30
1065985 | INFUSION PUMPS, GENERAL PURPOSE | INFUSION PUMPS | INFUSION PUMPS, GENERAL PURPOSE | Active | MSH | MSH | MSH | Central Dispatch | MSH-LVP | Alaris Medical Systems | 8100 - LVP Module | 16184159 | 2023-01-30 | 1200 | 2024-01-30
1065986 | INFUSION PUMPS, GENERAL PURPOSE | INFUSION PUMPS | INFUSION PUMPS, GENERAL PURPOSE | Active | MSH | MSH | MSH | Central Dispatch | MSH-LVP | Alaris Medical Systems | 8100 - LVP Module | 16184163 | 2023-01-30 | 1200 | 2024-01-30
1065987 | INFUSION PUMPS, GENERAL PURPOSE | INFUSION PUMPS | INFUSION PUMPS, GENERAL PURPOSE | Active | MSH | MSH | MSH | Central Dispatch | MSH-LVP | Alaris Medical Systems | 8100 - LVP Module | 16184193 | 2023-01-30 | 1200 | 2024-01-30
1065988 | INFUSION PUMPS, GENERAL PURPOSE | INFUSION PUMPS | INFUSION PUMPS, GENERAL PURPOSE | Active | MSH | MSH | MSH | Central Dispatch | MSH-LVP | Alaris Medical Systems | 8100 - LVP Module | 16184201 | 2023-01-30 | 1200 | 2024-01-30
1065989 | INFUSION PUMPS, GENERAL PURPOSE | INFUSION PUMPS | INFUSION PUMPS, GENERAL PURPOSE | Active | MSH | MSH | MSH | Central Dispatch | MSH-LVP | Alaris Medical Systems | 8100 - LVP Module | 16184215 | 2023-01-30 | 1200 | 2024-01-30
1065990 | INFUSION PUMPS, GENERAL PURPOSE | INFUSION PUMPS | INFUSION PUMPS, GENERAL PURPOSE | Active | MSH | MSH | MSH | Central Dispatch | MSH-LVP | Alaris Medical Systems | 8100 - LVP Module | 16184225 | 2023-01-30 | 1200 | 2024-01-30
1065991 | INFUSION PUMPS, GENERAL PURPOSE | INFUSION PUMPS | INFUSION PUMPS, GENERAL PURPOSE | Active | MSH | MSH | MSH | Central Dispatch | MSH-LVP | Alaris Medical Systems | 8100 - LVP Module | 16184233 | 2023-01-30 | 1200 | 2024-01-30
1065992 | INFUSION PUMPS, GENERAL PURPOSE | INFUSION PUMPS | INFUSION PUMPS, GENERAL PURPOSE | Active | MSH | MSH | MSH | Central Dispatch | MSH-LVP | Alaris Medical Systems | 8100 - LVP Module | 16184237 | 2023-01-30 | 1200 | 2024-01-30
1065993 | INFUSION PUMPS, GENERAL PURPOSE | INFUSION PUMPS | INFUSION PUMPS, GENERAL PURPOSE | Active | MSH | MSH | MSH | Central Dispatch | MSH-LVP | Alaris Medical Systems | 8100 - LVP Module | 16184238 | 2023-01-30 | 1200 | 2024-01-30
1065994 | INFUSION PUMPS, GENERAL PURPOSE | INFUSION PUMPS | INFUSION PUMPS, GENERAL PURPOSE | Active | MSH | MSH | MSH | Central Dispatch | MSH-LVP | Alaris Medical Systems | 8100 - LVP Module | 16184239 | 2023-01-30 | 1200 | 2024-01-30
1065995 | INFUSION PUMPS, GENERAL PURPOSE | INFUSION PUMPS | INFUSION PUMPS, GENERAL PURPOSE | Active | MSH | MSH | MSH | Central Dispatch | MSH-LVP | Alaris Medical Systems | 8100 - LVP Module | 16184240 | 2023-01-30 | 1200 | 2024-01-30
1065996 | INFUSION PUMPS, GENERAL PURPOSE | INFUSION PUMPS | INFUSION PUMPS, GENERAL PURPOSE | Active | MSH | MSH | MSH | Central Dispatch | MSH-LVP | Alaris Medical Systems | 8100 - LVP Module | 16184241 | 2023-01-30 | 1200 | 2024-01-30
1065997 | INFUSION PUMPS, GENERAL PURPOSE | INFUSION PUMPS | INFUSION PUMPS, GENERAL PURPOSE | Active | MSH | MSH | MSH | Central Dispatch | MSH-LVP | Alaris Medical Systems | 8100 - LVP Module | 16184242 | 2023-01-30 | 1200 | 2024-01-30
1065998 | INFUSION PUMPS, GENERAL PURPOSE | INFUSION PUMPS | INFUSION PUMPS, GENERAL PURPOSE | Active | MSH | MSH | MSH | Central Dispatch | MSH-LVP | Alaris Medical Systems | 8100 - LVP Module | 16184243 | 2023-01-30 | 1200 | 2024-01-30
1065999 | INFUSION PUMPS, GENERAL PURPOSE | INFUSION PUMPS | INFUSION PUMPS, GENERAL PURPOSE | Active | MSH | MSH | MSH | Central Dispatch | MSH-LVP | Alaris Medical Systems | 8100 - LVP Module | 16184244 | 2023-01-30 | 1200 | 2024-01-30
1066000 | INFUSION PUMPS, GENERAL PURPOSE | INFUSION PUMPS | INFUSION PUMPS, GENERAL PURPOSE | Active | MSH | MSH | MSH | Central Dispatch | MSH-LVP | Alaris Medical Systems | 8100 - LVP Module | 16184245 | 2023-01-30 | 1200 | 2024-01-30
1066001 | INFUSION PUMPS, GENERAL PURPOSE | INFUSION PUMPS | INFUSION PUMPS, GENERAL PURPOSE | Active | MSH | MSH | MSH | Central Dispatch | MSH-LVP | Alaris Medical Systems | 8100 - LVP Module | 16184246 | 2023-01-30 | 1200 | 2024-01-30
1066002 | INFUSION PUMPS, GENERAL PURPOSE | INFUSION PUMPS | INFUSION PUMPS, GENERAL PURPOSE | Active | MSH | MSH | MSH | Central Dispatch | MSH-LVP | Alaris Medical Systems | 8100 - LVP Module | 16184247 | 2023-01-30 | 1200 | 2024-01-30
1066003 | INFUSION PUMPS, GENERAL PURPOSE | INFUSION PUMPS | INFUSION PUMPS, GENERAL PURPOSE | Active | MSH | MSH | MSH | Central Dispatch | MSH-LVP | Alaris Medical Systems | 8100 - LVP Module | 16184249 | 2023-01-30 | 1200 | 2024-01-30
1066004 | INFUSION PUMPS, GENERAL PURPOSE | INFUSION PUMPS | INFUSION PUMPS, GENERAL PURPOSE | Active | MSH | MSH | MSH | Central Dispatch | MSH-LVP | Alaris Medical Systems | 8100 - LVP Module | 16184251 | 2023-01-30 | 1200 | 2024-01-30
1066005 | INFUSION PUMPS, GENERAL PURPOSE | INFUSION PUMPS | INFUSION PUMPS, GENERAL PURPOSE | Active | MSH | MSH | MSH | Central Dispatch | MSH-LVP | Alaris Medical Systems | 8100 - LVP Module | 16184264 | 2023-01-30 | 1200 | 2024-01-30
1066006 | INFUSION PUMPS, GENERAL PURPOSE | INFUSION PUMPS | INFUSION PUMPS, GENERAL PURPOSE | Active | MSH | MSH | MSH | Central Dispatch | MSH-LVP | Alaris Medical Systems | 8100 - LVP Module | 16184267 | 2023-01-30 | 1200 | 2024-01-30
1066007 | INFUSION PUMPS, GENERAL PURPOSE | INFUSION PUMPS | INFUSION PUMPS, GENERAL PURPOSE | Active | MSH | MSH | MSH | Central Dispatch | MSH-LVP | Alaris Medical Systems | 8100 - LVP Module | 16184271 | 2023-01-30 | 1200 | 2024-01-30
1066008 | INFUSION PUMPS, GENERAL PURPOSE | INFUSION PUMPS | INFUSION PUMPS, GENERAL PURPOSE | Active | MSH | MSH | MSH | Central Dispatch | MSH-LVP | Alaris Medical Systems | 8100 - LVP Module | 16184273 | 2023-01-30 | 1200 | 2024-01-30
1066009 | INFUSION PUMPS, GENERAL PURPOSE | INFUSION PUMPS | INFUSION PUMPS, GENERAL PURPOSE | Active | MSH | MSH | MSH | Central Dispatch | MSH-LVP | Alaris Medical Systems | 8100 - LVP Module | 16184274 | 2023-01-30 | 1200 | 2024-01-30
1066010 | INFUSION PUMPS, GENERAL PURPOSE | INFUSION PUMPS | INFUSION PUMPS, GENERAL PURPOSE | Active | MSH | MSH | MSH | Central Dispatch | MSH-LVP | Alaris Medical Systems | 8100 - LVP Module | 16184275 | 2023-01-30 | 1200 | 2024-01-30
1066011 | INFUSION PUMPS, GENERAL PURPOSE | INFUSION PUMPS | INFUSION PUMPS, GENERAL PURPOSE | Active | MSH | MSH | MSH | Central Dispatch | MSH-LVP | Alaris Medical Systems | 8100 - LVP Module | 16184276 | 2023-01-30 | 1200 | 2024-01-30
1066012 | INFUSION PUMPS, GENERAL PURPOSE | INFUSION PUMPS | INFUSION PUMPS, GENERAL PURPOSE | Active | MSH | MSH | MSH | Central Dispatch | MSH-LVP | Alaris Medical Systems | 8100 - LVP Module | 16184277 | 2023-01-30 | 1200 | 2024-01-30
1066013 | INFUSION PUMPS, GENERAL PURPOSE | INFUSION PUMPS | INFUSION PUMPS, GENERAL PURPOSE | Active | MSH | MSH | MSH | Central Dispatch | MSH-LVP | Alaris Medical Systems | 8100 - LVP Module | 16184284 | 2023-01-30 | 1200 | 2024-01-30
1066014 | INFUSION PUMPS, GENERAL PURPOSE | INFUSION PUMPS | INFUSION PUMPS, GENERAL PURPOSE | Active | MSH | MSH | MSH | Central Dispatch | MSH-LVP | Alaris Medical Systems | 8100 - LVP Module | 16184286 | 2023-01-30 | 1200 | 2024-01-30
1066015 | INFUSION PUMPS, GENERAL PURPOSE | INFUSION PUMPS | INFUSION PUMPS, GENERAL PURPOSE | Active | MSH | MSH | MSH | Central Dispatch | MSH-LVP | Alaris Medical Systems | 8100 - LVP Module | 16184325 | 2023-01-30 | 1200 | 2024-01-30
1066016 | INFUSION PUMPS, GENERAL PURPOSE | INFUSION PUMPS | INFUSION PUMPS, GENERAL PURPOSE | Active | MSH | MSH | MSH | Central Dispatch | MSH-LVP | Alaris Medical Systems | 8100 - LVP Module | 16184377 | 2023-01-30 | 1200 | 2024-01-30
1066017 | INFUSION PUMPS, GENERAL PURPOSE | INFUSION PUMPS | INFUSION PUMPS, GENERAL PURPOSE | Active | MSH | MSH | MSH | Central Dispatch | MSH-LVP | Alaris Medical Systems | 8100 - LVP Module | 16184436 | 2023-01-30 | 1200 | 2024-01-30
1066018 | INFUSION PUMPS, GENERAL PURPOSE | INFUSION PUMPS | INFUSION PUMPS, GENERAL PURPOSE | Active | MSH | MSH | MSH | Central Dispatch | MSH-LVP | Alaris Medical Systems | 8100 - LVP Module | 16184437 | 2023-01-30 | 1200 | 2024-01-30
1066019 | INFUSION PUMPS, GENERAL PURPOSE | INFUSION PUMPS | INFUSION PUMPS, GENERAL PURPOSE | Active | MSH | MSH | MSH | Central Dispatch | MSH-LVP | Alaris Medical Systems | 8100 - LVP Module | 16184441 | 2023-01-30 | 1200 | 2024-01-30
1066020 | INFUSION PUMPS, GENERAL PURPOSE | INFUSION PUMPS | INFUSION PUMPS, GENERAL PURPOSE | Active | MSH | MSH | MSH | Central Dispatch | MSH-LVP | Alaris Medical Systems | 8100 - LVP Module | 16184442 | 2023-01-30 | 1200 | 2024-01-30
1066021 | INFUSION PUMPS, GENERAL PURPOSE | INFUSION PUMPS | INFUSION PUMPS, GENERAL PURPOSE | Active | MSH | MSH | MSH | Central Dispatch | MSH-LVP | Alaris Medical Systems | 8100 - LVP Module | 16184450 | 2023-01-30 | 1200 | 2024-01-30
1066022 | INFUSION PUMPS, GENERAL PURPOSE | INFUSION PUMPS | INFUSION PUMPS, GENERAL PURPOSE | Active | MSH | MSH | MSH | Central Dispatch | MSH-LVP | Alaris Medical Systems | 8100 - LVP Module | 16184452 | 2023-01-30 | 1200 | 2024-01-30
1066023 | INFUSION PUMPS, GENERAL PURPOSE | INFUSION PUMPS | INFUSION PUMPS, GENERAL PURPOSE | Active | MSH | MSH | MSH | Central Dispatch | MSH-LVP | Alaris Medical Systems | 8100 - LVP Module | 16184454 | 2023-01-30 | 1200 | 2024-01-30
1066024 | INFUSION PUMPS, GENERAL PURPOSE | INFUSION PUMPS | INFUSION PUMPS, GENERAL PURPOSE | Active | MSH | MSH | MSH | Central Dispatch | MSH-LVP | Alaris Medical Systems | 8100 - LVP Module | 16184456 | 2023-01-30 | 1200 | 2024-01-30
1066025 | INFUSION PUMPS, GENERAL PURPOSE | INFUSION PUMPS | INFUSION PUMPS, GENERAL PURPOSE | Active | MSH | MSH | MSH | Central Dispatch | MSH-LVP | Alaris Medical Systems | 8100 - LVP Module | 16184460 | 2023-01-30 | 1200 | 2024-01-30
1066026 | INFUSION PUMPS, GENERAL PURPOSE | INFUSION PUMPS | INFUSION PUMPS, GENERAL PURPOSE | Active | MSH | MSH | MSH | Central Dispatch | MSH-LVP | Alaris Medical Systems | 8100 - LVP Module | 16184461 | 2023-01-30 | 1200 | 2024-01-30
1066027 | INFUSION PUMPS, GENERAL PURPOSE | INFUSION PUMPS | INFUSION PUMPS, GENERAL PURPOSE | Active | MSH | MSH | MSH | Central Dispatch | MSH-LVP | Alaris Medical Systems | 8100 - LVP Module | 16184466 | 2023-01-30 | 1200 | 2024-01-30
1066028 | INFUSION PUMPS, GENERAL PURPOSE | INFUSION PUMPS | INFUSION PUMPS, GENERAL PURPOSE | Active | MSH | MSH | MSH | Central Dispatch | MSH-LVP | Alaris Medical Systems | 8100 - LVP Module | 16184478 | 2023-01-30 | 1200 | 2024-01-30
1066029 | INFUSION PUMPS, GENERAL PURPOSE | INFUSION PUMPS | INFUSION PUMPS, GENERAL PURPOSE | Active | MSH | MSH | MSH | Central Dispatch | MSH-LVP | Alaris Medical Systems | 8100 - LVP Module | 16184487 | 2023-01-30 | 1200 | 2024-01-30
1066030 | INFUSION PUMPS, GENERAL PURPOSE | INFUSION PUMPS | INFUSION PUMPS, GENERAL PURPOSE | Active | MSH | MSH | MSH | Central Dispatch | MSH-LVP | Alaris Medical Systems | 8100 - LVP Module | 16184491 | 2023-01-30 | 1200 | 2024-01-30
1066031 | INFUSION PUMPS, GENERAL PURPOSE | INFUSION PUMPS | INFUSION PUMPS, GENERAL PURPOSE | Active | MSH | MSH | MSH | Central Dispatch | MSH-LVP | Alaris Medical Systems | 8100 - LVP Module | 16184492 | 2023-01-30 | 1200 | 2024-01-30
1066032 | INFUSION PUMPS, GENERAL PURPOSE | INFUSION PUMPS | INFUSION PUMPS, GENERAL PURPOSE | Active | MSH | MSH | MSH | Central Dispatch | MSH-LVP | Alaris Medical Systems | 8100 - LVP Module | 16184496 | 2023-01-30 | 1200 | 2024-01-30
1066033 | INFUSION PUMPS, GENERAL PURPOSE | INFUSION PUMPS | INFUSION PUMPS, GENERAL PURPOSE | Active | MSH | MSH | MSH | Central Dispatch | MSH-LVP | Alaris Medical Systems | 8100 - LVP Module | 16184503 | 2023-01-30 | 1200 | 2024-01-30
1066034 | INFUSION PUMPS, GENERAL PURPOSE | INFUSION PUMPS | INFUSION PUMPS, GENERAL PURPOSE | Active | MSH | MSH | MSH | Central Dispatch | MSH-LVP | Alaris Medical Systems | 8100 - LVP Module | 16184505 | 2023-01-30 | 1200 | 2024-01-30
1066035 | INFUSION PUMPS, GENERAL PURPOSE | INFUSION PUMPS | INFUSION PUMPS, GENERAL PURPOSE | Active | MSH | MSH | MSH | Central Dispatch | MSH-LVP | Alaris Medical Systems | 8100 - LVP Module | 16184506 | 2023-01-30 | 1200 | 2024-01-30
1066036 | INFUSION PUMPS, GENERAL PURPOSE | INFUSION PUMPS | INFUSION PUMPS, GENERAL PURPOSE | Active | MSH | MSH | MSH | Central Dispatch | MSH-LVP | Alaris Medical Systems | 8100 - LVP Module | 16184508 | 2023-01-30 | 1200 | 2024-01-30
1066037 | INFUSION PUMPS, GENERAL PURPOSE | INFUSION PUMPS | INFUSION PUMPS, GENERAL PURPOSE | Active | MSH | MSH | MSH | Central Dispatch | MSH-LVP | Alaris Medical Systems | 8100 - LVP Module | 16184509 | 2023-01-30 | 1200 | 2024-01-30
1066038 | INFUSION PUMPS, GENERAL PURPOSE | INFUSION PUMPS | INFUSION PUMPS, GENERAL PURPOSE | Active | MSH | MSH | MSH | Central Dispatch | MSH-LVP | Alaris Medical Systems | 8100 - LVP Module | 16184511 | 2023-01-30 | 1200 | 2024-01-30
1066039 | INFUSION PUMPS, GENERAL PURPOSE | INFUSION PUMPS | INFUSION PUMPS, GENERAL PURPOSE | Active | MSH | MSH | MSH | Central Dispatch | MSH-LVP | Alaris Medical Systems | 8100 - LVP Module | 16184512 | 2023-01-30 | 1200 | 2024-01-30
1066040 | INFUSION PUMPS, GENERAL PURPOSE | INFUSION PUMPS | INFUSION PUMPS, GENERAL PURPOSE | Active | MSH | MSH | MSH | Central Dispatch | MSH-LVP | Alaris Medical Systems | 8100 - LVP Module | 16184513 | 2023-01-30 | 1200 | 2024-01-30
1066041 | INFUSION PUMPS, GENERAL PURPOSE | INFUSION PUMPS | INFUSION PUMPS, GENERAL PURPOSE | Active | MSH | MSH | MSH | Central Dispatch | MSH-LVP | Alaris Medical Systems | 8100 - LVP Module | 16184514 | 2023-01-30 | 1200 | 2024-01-30
1066042 | INFUSION PUMPS, GENERAL PURPOSE | INFUSION PUMPS | INFUSION PUMPS, GENERAL PURPOSE | Active | MSH | MSH | MSH | Central Dispatch | MSH-LVP | Alaris Medical Systems | 8100 - LVP Module | 16184515 | 2023-01-30 | 1200 | 2024-01-30
1066043 | INFUSION PUMPS, GENERAL PURPOSE | INFUSION PUMPS | INFUSION PUMPS, GENERAL PURPOSE | Active | MSH | MSH | MSH | Central Dispatch | MSH-LVP | Alaris Medical Systems | 8100 - LVP Module | 16184516 | 2023-01-30 | 1200 | 2024-01-30
1066044 | INFUSION PUMPS, GENERAL PURPOSE | INFUSION PUMPS | INFUSION PUMPS, GENERAL PURPOSE | Active | MSH | MSH | MSH | Central Dispatch | MSH-LVP | Alaris Medical Systems | 8100 - LVP Module | 16184517 | 2023-01-30 | 1200 | 2024-01-30
1066045 | INFUSION PUMPS, GENERAL PURPOSE | INFUSION PUMPS | INFUSION PUMPS, GENERAL PURPOSE | Active | MSH | MSH | MSH | Central Dispatch | MSH-LVP | Alaris Medical Systems | 8100 - LVP Module | 16184518 | 2023-01-30 | 1200 | 2024-01-30
1066046 | INFUSION PUMPS, GENERAL PURPOSE | INFUSION PUMPS | INFUSION PUMPS, GENERAL PURPOSE | Active | MSH | MSH | MSH | Central Dispatch | MSH-LVP | Alaris Medical Systems | 8100 - LVP Module | 16184519 | 2023-01-30 | 1200 | 2024-01-30
1066047 | INFUSION PUMPS, GENERAL PURPOSE | INFUSION PUMPS | INFUSION PUMPS, GENERAL PURPOSE | Active | MSH | MSH | MSH | Central Dispatch | MSH-LVP | Alaris Medical Systems | 8100 - LVP Module | 16184520 | 2023-01-30 | 1200 | 2024-01-30
1066048 | INFUSION PUMPS, GENERAL PURPOSE | INFUSION PUMPS | INFUSION PUMPS, GENERAL PURPOSE | Active | MSH | MSH | MSH | Central Dispatch | MSH-LVP | Alaris Medical Systems | 8100 - LVP Module | 16184521 | 2023-01-30 | 1200 | 2024-01-30
1066049 | INFUSION PUMPS, GENERAL PURPOSE | INFUSION PUMPS | INFUSION PUMPS, GENERAL PURPOSE | Active | MSH | MSH | MSH | Central Dispatch | MSH-LVP | Alaris Medical Systems | 8100 - LVP Module | 16184522 | 2023-01-30 | 1200 | 2024-01-30
1066050 | INFUSION PUMPS, GENERAL PURPOSE | INFUSION PUMPS | INFUSION PUMPS, GENERAL PURPOSE | Active | MSH | MSH | MSH | Central Dispatch | MSH-LVP | Alaris Medical Systems | 8100 - LVP Module | 16184524 | 2023-01-30 | 1200 | 2024-01-30
1066051 | INFUSION PUMPS, GENERAL PURPOSE | INFUSION PUMPS | INFUSION PUMPS, GENERAL PURPOSE | Active | MSH | MSH | MSH | Central Dispatch | MSH-LVP | Alaris Medical Systems | 8100 - LVP Module | 16184526 | 2023-01-30 | 1200 | 2024-01-30
1066052 | INFUSION PUMPS, GENERAL PURPOSE | INFUSION PUMPS | INFUSION PUMPS, GENERAL PURPOSE | Active | MSH | MSH | MSH | Central Dispatch | MSH-LVP | Alaris Medical Systems | 8100 - LVP Module | 16184528 | 2023-01-30 | 1200 | 2024-01-30
1066053 | INFUSION PUMPS, GENERAL PURPOSE | INFUSION PUMPS | INFUSION PUMPS, GENERAL PURPOSE | Active | MSH | MSH | MSH | Central Dispatch | MSH-LVP | Alaris Medical Systems | 8100 - LVP Module | 16184529 | 2023-01-30 | 1200 | 2024-01-30
1066054 | INFUSION PUMPS, GENERAL PURPOSE | INFUSION PUMPS | INFUSION PUMPS, GENERAL PURPOSE | Active | MSH | MSH | MSH | Central Dispatch | MSH-LVP | Alaris Medical Systems | 8100 - LVP Module | 16184531 | 2023-01-30 | 1200 | 2024-01-30
1066055 | INFUSION PUMPS, GENERAL PURPOSE | INFUSION PUMPS | INFUSION PUMPS, GENERAL PURPOSE | Active | MSH | MSH | MSH | Central Dispatch | MSH-LVP | Alaris Medical Systems | 8100 - LVP Module | 16184533 | 2023-01-30 | 1200 | 2024-01-30
1066056 | INFUSION PUMPS, GENERAL PURPOSE | INFUSION PUMPS | INFUSION PUMPS, GENERAL PURPOSE | Active | MSH | MSH | MSH | Central Dispatch | MSH-LVP | Alaris Medical Systems | 8100 - LVP Module | 16184534 | 2023-01-30 | 1200 | 2024-01-30
1066057 | INFUSION PUMPS, GENERAL PURPOSE | INFUSION PUMPS | INFUSION PUMPS, GENERAL PURPOSE | Active | MSH | MSH | MSH | Central Dispatch | MSH-LVP | Alaris Medical Systems | 8100 - LVP Module | 16184536 | 2023-01-30 | 1200 | 2024-01-30
1066063 | Lifts, Patient Transfer | Lifts | Lifts, Patient Transfer | Active | MSH | MSH | 5 | JDMI - MRI | 5 | ARJO HOSPITAL EQUIPMENT INC | MAXI 500 - KM560101 | 300567284 | 2023-02-16
1066064 | Lifts, Patient Transfer | Lifts | Lifts, Patient Transfer | Active | MSH | MSH | 6 | JDMI - Nuclear Medicine | Nuclear Medicine | ARJO HOSPITAL EQUIPMENT INC | MAXI 500 - KM560101 | 300567285 | 2023-02-16
1066105 | Breathing System | Anesthesia Units | Anesthesia Units | Active | MSH | MSH | 7 | Resp Therapy (Anesthesia) | OR | Draeger Medical Canada | Zeus IE | ASHM-0004 | 2016-05-30 |  |  | BREATHING SYSTEM ONLY, device labelled #19. SN Cover ASHL-0002 Safety Valve ASJL-0072
1066107 | Scanning Systems, Ultrasonic | Scanning Systems | Scanning Systems, Ultrasonic | Active | MSH | MSH | 3 | GIM FUNDING | 3rd (Main) Floor | GE Healthcare | VENUE 40 | VGC007834 | 2023-03-20
1066109 | Breathing System | Anesthesia Units | Anesthesia Units | Active | MSH | MSH | 15U | Resp Therapy (Anesthesia) | L&D | Draeger Medical Canada | Zeus IE | ASJC-0037 | 2016-06-23 | 119000 |  | Breathing System block
1066114 | Wound Therapy Systems, Negative-Pressure | Negative-Pressure Wound Therapy Systems | Negative-Pressure Wound Therapy Systems | Active | MSH | MSH | 5 | ICU | ICU | KCI Kinetic Concepts Inc | 60400 | GAAC12756 | 2023-03-02 | 4325 | 2022-11-26
1066115 | Wound Therapy Systems, Negative-Pressure | Negative-Pressure Wound Therapy Systems | Negative-Pressure Wound Therapy Systems | Active | MSH | MSH | 5 | ICU | ICU | KCI Kinetic Concepts Inc | 60400 | GAAC12760 | 2023-03-02 | 4325 | 2022-11-26 | Occlusion sensor recall# 2024110149 completed. Unit not affected by recall.
1066118 | BLOOD FLOW DETECTORS, ULTRASONIC | BLOOD FLOW DETECTORS | BLOOD FLOW DETECTORS, ULTRASONIC | Active | MSH | MSH | 11N | Nursing 11N Medicine | 11N | WALLACH SURGICAL DEVICES INC | L150 | 2022070046 | 2023-03-03 | 756 |  | Unit was purchased with a 8MHz vascular doppler. SN: 325732
1066120 | Detectors, Blood Flow, Ultrasonic | SH Detectors | Detectors, Blood Flow, Ultrasonic | Active | MSH | MSH | 11S | Nursing 11S Medicine | 11th Floor - South Side | WALLACH SURGICAL DEVICES INC | L250 | 201950010 | 2019-03-03
1066122 | Laryngoscopes, Flexible, Video | SH Laryngoscopes | Laryngoscopes, Flexible, Video | Active | MSH | MSH | 7 | SURGICAL SUITE (COMBINED WITH CYSTO) | OR-Loaner | KARL STORZ Endoscopy Canada Ltd | C-MAC 8404ZX | UN3599 | 2023-03-03
1066131 | Scales, Infant | Scales | Scales, Infant | Active | MSH | OPG | 8th Floor | Gynaecology-OPG | PDU | Rice Lake Weighing Systems | RL-DBS | 03011700255 | 2023-03-02
1066132 | Scales, Infant | Scales | Scales, Infant | Active | MSH | OPG | 8th Floor | Gynaecology-OPG | PDU | Rice Lake Weighing Systems | RL-DBS | 09110047 | 2023-03-02
1066133 | Scanning Systems, Ultrasonic | Scanning Systems | Scanning Systems, Ultrasonic | Active | MSH | MSH | 3 | GIM FUNDING | KOFFLER BUILDING VASCULTIS | GE Healthcare | VENUE FIT | VFC001645 | 2023-03-08
1066189 | Stretchers | Stretchers | Stretchers | Active | MSH | MSH | 1 | Central Dispatch | Support Services | STRYKER CORP | 1115000030 | 0067000001458 | 2023-03-08 |  | 2024-03-08
1066190 | Stretchers | Stretchers | Stretchers | Active | MSH | MSH | 1 | Central Dispatch | Support Services | STRYKER CORP | 1115000030 | 0067000001459 | 2023-03-08 |  | 2024-03-08
1066191 | Stretchers | Stretchers | Stretchers | Active | MSH | MSH | 1 | Central Dispatch | Support Services | STRYKER CORP | 1115000030 | 0067000001460 | 2023-03-08 |  | 2024-03-08
1066192 | Stretchers | Stretchers | Stretchers | Active | MSH | MSH | 1 | Central Dispatch | Support Services | STRYKER CORP | 1115000030 | 0067000001461 | 2023-03-08 |  | 2024-03-08
1066193 | Stretchers | Stretchers | Stretchers | Active | MSH | MSH | 1 | Central Dispatch | Support Services | STRYKER CORP | 1115000030 | 0067000001462 | 2023-03-08 |  | 2024-03-08
1066194 | Stretchers | Stretchers | Stretchers | Active | MSH | MSH | 1 | Central Dispatch | Support Services | STRYKER CORP | 1125000030 | 0072000000035 | 2023-03-08 |  | 2024-03-08
1066195 | Stretchers | Stretchers | Stretchers | Active | MSH | MSH | 1 | Central Dispatch | Support Services | STRYKER CORP | 1125000030 | 0072000000036 | 2023-03-08 |  | 2024-03-08
1066196 | Stretchers | Stretchers | Stretchers | Active | MSH | MSH | 1 | Central Dispatch | Support Services | STRYKER CORP | 1125000030 | 0072000000037 | 2023-03-08 |  | 2024-03-08
1066197 | Stretchers | Stretchers | Stretchers | Active | MSH | MSH | 1 | Central Dispatch | Support Services | STRYKER CORP | 1125000030 | 0072000000038 | 2023-03-08 |  | 2024-03-08
1066198 | Stretchers | Stretchers | Stretchers | Active | MSH | MSH | 1 | Central Dispatch | Support Services | STRYKER CORP | 1125000030 | 0072000000039 | 2023-03-08 |  | 2024-03-08
1066202 | Humidifiers | Humidifiers | Humidifiers | Active | MSH | MSH | 17U | Respiratory Therapy | NICU | FISHER & PAYKEL MEDICAL INC | 950JUS-FPH950 | 220810031293 | 2023-03-20 |  | 2024-03-20 | See attachment for additional information
1066203 | Humidifiers | Humidifiers | Humidifiers | Active | MSH | MSH | 17U | Respiratory Therapy | NICU | FISHER & PAYKEL MEDICAL INC | 950JUS-FPH950 | 220809031249 | 2023-03-20 |  | 2024-03-20 | See attachment for additional information
1066205 | MONITOR | Monitor | MONITOR | Active | MSH | MSH | 4 | ENT Clinic | ENT | NDS Surgical Imaging LLC A Novanta Co | Radiance Ultra - IS2027RU | 22-375645 | 2023-03-09
1066212 | Humidifiers | Humidifiers | Humidifiers | Active | MSH | MSH | 17U | Respiratory Therapy | NICU | FISHER & PAYKEL MEDICAL INC | 950JUS-FPH950 | 220817031493 | 2023-03-20 |  | 2024-03-20 | See attachment for additional information
1066213 | Humidifiers | Humidifiers | Humidifiers | Active | MSH | MSH | 17U | Respiratory Therapy | NICU | FISHER & PAYKEL MEDICAL INC | 950JUS-FPH950 | 220810031286 | 2023-03-20 |  | 2024-03-20 | See attachment for additional information
1066214 | Humidifiers | Humidifiers | Humidifiers | Active | MSH | MSH | 17U | Respiratory Therapy | NICU | FISHER & PAYKEL MEDICAL INC | 950JUS-FPH950 | 220815031407 | 2023-03-20 |  | 2024-03-20 | See attachment for additional information
1066215 | Humidifiers | Humidifiers | Humidifiers | Active | MSH | MSH | 17U | Respiratory Therapy | NICU | FISHER & PAYKEL MEDICAL INC | 950JUS-FPH950 | 220815031411 | 2023-03-20 |  | 2024-03-20 | See attachment for additional information
1066216 | Humidifiers | Humidifiers | Humidifiers | Active | MSH | MSH | 17U | Respiratory Therapy | NICU | FISHER & PAYKEL MEDICAL INC | 950JUS-FPH950 | 220810031288 | 2023-03-20 |  | 2024-03-20 | See attachment for additional information
1066217 | Humidifiers | Humidifiers | Humidifiers | Active | MSH | MSH | 17U | Respiratory Therapy | NICU | FISHER & PAYKEL MEDICAL INC | 950JUS-FPH950 | 220810031284 | 2023-03-20 |  | 2024-03-20 | See attachment for additional information
1066218 | Humidifiers | Humidifiers | Humidifiers | Active | MSH | MSH | 17U | Respiratory Therapy | NICU | FISHER & PAYKEL MEDICAL INC | 950JUS-FPH950 | 220815031408 | 2023-03-20 |  | 2024-03-20 | See attachment for additional information
1066219 | Humidifiers | Humidifiers | Humidifiers | Active | MSH | MSH | 17U | Respiratory Therapy | NICU | FISHER & PAYKEL MEDICAL INC | 950JUS-FPH950 | 220817031481 | 2023-03-20 |  | 2024-03-20 | See attachment for additional information
1066220 | Humidifiers | Humidifiers | Humidifiers | Active | MSH | MSH | 17U | Respiratory Therapy | NICU | FISHER & PAYKEL MEDICAL INC | 950JUS-FPH950 | 220815031406 | 2023-03-20 |  | 2024-03-20 | See attachment for additional information
1066221 | Humidifiers | Humidifiers | Humidifiers | Active | MSH | MSH | 17U | Respiratory Therapy | NICU | FISHER & PAYKEL MEDICAL INC | 950JUS-FPH950 | 220815031410 | 2023-03-20 |  | 2024-03-20 | See attachment for additional information
1066222 | Humidifiers | Humidifiers | Humidifiers | Active | MSH | MSH | 17U | Respiratory Therapy | NICU | FISHER & PAYKEL MEDICAL INC | 950JUS-FPH950 | 220817031480 | 2023-03-20 |  | 2024-03-20 | See attachment for additional information
1066223 | Humidifiers | Humidifiers | Humidifiers | Active | MSH | MSH | 17U | Respiratory Therapy | NICU | FISHER & PAYKEL MEDICAL INC | 950JUS-FPH950 | 220815031409 | 2023-03-20 |  | 2024-03-20 | See attachment for additional information
1066224 | Humidifiers | Humidifiers | Humidifiers | Active | MSH | MSH | 17U | Respiratory Therapy | NICU | FISHER & PAYKEL MEDICAL INC | 950JUS-FPH950 | 220817031482 | 2023-03-20 |  | 2024-03-20 | See attachment for additional information
1066225 | Humidifiers | Humidifiers | Humidifiers | Active | MSH | MSH | 17U | Respiratory Therapy | NICU | FISHER & PAYKEL MEDICAL INC | 950JUS-FPH950 | 220817031491 | 2023-03-20 |  | 2024-03-20 | See attachment for additional information
1066226 | Humidifiers | Humidifiers | Humidifiers | Active | MSH | MSH | 17U | Respiratory Therapy | NICU | FISHER & PAYKEL MEDICAL INC | 950JUS-FPH950 | 220809031255 | 2023-03-20 |  | 2024-03-20 | See attachment for additional information
1066227 | Humidifiers | Humidifiers | Humidifiers | Active | MSH | MSH | 17U | Respiratory Therapy | NICU | FISHER & PAYKEL MEDICAL INC | 950JUS-FPH950 | 220809031250 | 2023-03-20 |  | 2024-03-20 | See attachment for additional information
1066314 | Transducer, Fetal Monitoring | Transducer | Transducer, Fetal Monitoring | Active | MSH | MSH | 15U | Obstetrical Suite (L&D) | L&D | Philips Healthcare | 866076 | DE45032991 | 2023-03-15 |  | 2024-03-15
1066315 | Transducer, Fetal Monitoring | Transducer | Transducer, Fetal Monitoring | Active | MSH | MSH | 15U | Obstetrical Suite (L&D) | L&D | Philips Healthcare | 866076 | DE45032977 | 2023-03-15 |  | 2024-03-15
1066316 | Transducer, Fetal Monitoring | Transducer | Transducer, Fetal Monitoring | Active | MSH | MSH | 15U | Obstetrical Suite (L&D) | L&D | Philips Healthcare | M2736A | DE433H6913 | 2023-03-15 |  | 2024-03-15
1066317 | Transducer, Fetal Monitoring | Transducer | Transducer, Fetal Monitoring | Active | MSH | MSH | 15U | Obstetrical Suite (L&D) | L&D | Philips Healthcare | M2736A | DE433H7060 | 2023-03-15 |  | 2024-03-15
1066318 | Transducer, Fetal Monitoring | Transducer | Transducer, Fetal Monitoring | Active | MSH | MSH | 15U | Obstetrical Suite (L&D) | L&D | Philips Healthcare | M2736A | DE433H7070 | 2023-03-15 |  | 2024-03-15
1066319 | Transducer, Fetal Monitoring | Transducer | Transducer, Fetal Monitoring | Active | MSH | MSH | 15U | Obstetrical Suite (L&D) | L&D | Philips Healthcare | M2736A | DE433H7115 | 2023-03-15 |  | 2024-03-15
1066320 | Transducer, Fetal Monitoring | Transducer | Transducer, Fetal Monitoring | Active | MSH | MSH | 15U | Obstetrical Suite (L&D) | L&D | Philips Healthcare | M2736A | DE433H7117 | 2023-03-15 |  | 2024-03-15
1066324 | Breathing System | Anesthesia Units | Anesthesia Units | Active | MSH | MSH | 15U | Resp Therapy (Anesthesia) | L&D | Draeger Medical Canada | Zeus IE | ASJC-0052 | 2016-06-23 | 119000 |  | Breathing System block
1066352 | Scalers, Dental, Ultrasonic | Scalers | Scalers, Dental, Ultrasonic | Active | MSH | MSH | 4 | Dental Clinic | Dentistry | CAULK DENTSPLY | GEN-136 | G136-109536 | 2023-03-20 | 1736.21 |  | Service is done by the vendor. Not supported by Biomed. Asset tagged and input in TMS for inventory purposes only.
1066353 | Simulators, Multiparameter | Simulators | Simulators, Multiparameter | Active | MSH | MSH | 1 | Biomedical Engineering | Biomed | Pronk Technologies | SlimSim - PR-SL-8 | 9982 | 2023-03-20 |  | 2024-03-20 | BIOMED test equipment
1066354 | Infusion Pumps, Patient-Controlled Analgesic | INFUSION PUMPS | Infusion Pumps, Patient-Controlled Analgesic | Active | BH | BH | CSR | Bridgepoint | Basement (CSR) | SIMS Deltec Ltd. | 2110 | 1262261 | 2023-03-20 | 5095 |  | PAL/PSMT# 2, PALLIATIVE PUMP, Contact# 7734 Juliana Howes. Library: Palliative-2014 Aug 7, rev.3.0- Feb 2016- New lib- Palliative-Dec 16/15- lib version-3.78
1066355 | Infusion Pumps, Patient-Controlled Analgesic | INFUSION PUMPS | Infusion Pumps, Patient-Controlled Analgesic | Active | BH | BH | CSR | Bridgepoint | Basement (CSR) | SIMS Deltec Ltd. | 2110 | 1262254 | 2023-03-20 | 5095 |  | PAL/PSMT# 2, PALLIATIVE PUMP, Contact# 7734 Juliana Howes. Library: Palliative-2014 Aug 7, rev.3.0- Feb 2016- New lib- Palliative-Dec 16/15- lib version-3.78
1066356 | Simulators, Multiparameter | Simulators | Simulators, Multiparameter | Active | MSH | MSH | 1 | Biomedical Engineering | Biomed | Pronk Technologies | SlimSim - PR-SL-8 | 9985 | 2023-03-20 |  | 2024-03-20 | BIOMED test equipment John's
1066357 | Simulators, Multiparameter | Simulators | Simulators, Multiparameter | Active | MSH | MSH | 1 | Biomedical Engineering | Biomed | Pronk Technologies | SlimSim - PR-SL-8 | 9977 | 2023-03-20 |  | 2024-03-20 | BIOMED test equipment Olcay's
1066358 | Simulators, Multiparameter | Simulators | Simulators, Multiparameter | Active | MSH | MSH | 1 | Biomedical Engineering | Biomed | Pronk Technologies | SlimSim - PR-SL-8 | 9978 | 2023-03-20 |  | 2024-03-20 | BIOMED test equipment Qwynn's Tester?
1066359 | Simulators, Multiparameter | Simulators | Simulators, Multiparameter | Active | MSH | MSH | 1 | Biomedical Engineering | Biomed | Pronk Technologies | SlimSim - PR-SL-8 | 9979 | 2023-03-20 |  | 2024-03-20 | BIOMED test equipment Emmerson's
1066360 | Simulators, Multiparameter | Simulators | Simulators, Multiparameter | Active | MSH | MSH | 1 | Biomedical Engineering | Biomed - Nara | Pronk Technologies | SlimSim - PR-SL-8 | 9980 | 2023-03-20 |  | 2024-03-20 | BIOMED test equipment Nara
1066361 | Simulators, Multiparameter | Simulators | Simulators, Multiparameter | Active | MSH | MSH | 1 | Biomedical Engineering | Biomed | Pronk Technologies | SlimSim - PR-SL-8 | 9981 | 2023-03-20 |  | 2024-03-20 | BIOMED test equipment Kamallesh's
1066362 | Simulators, Multiparameter | Simulators | Simulators, Multiparameter | Active | MSH | MSH | 1 | Biomedical Engineering | Biomed | Pronk Technologies | SlimSim - PR-SL-8 | 9983 | 2023-03-20 |  | 2024-03-20 | BIOMED test equipment TOMI
1066363 | Simulators, Multiparameter | Simulators | Simulators, Multiparameter | Active | MSH | MSH | 1 | Biomedical Engineering | Biomed-Kamran | Pronk Technologies | SlimSim - PR-SL-8 | 9984 | 2023-03-20 |  | 2024-03-20 | BIOMED test equipment
1066364 | Simulators, Multiparameter | Simulators | Simulators, Multiparameter | Active | MSH | MSH | 1 | Biomedical Engineering | Biomed | Pronk Technologies | SlimSim - PR-SL-8 | 9986 | 2023-03-20 |  | 2024-03-20 | BIOMED test equipment- Elizabeth
1066409 | 700 Sequential Compression System | 700 Sequential Compression System | 700 Sequential Compression System | Active | MSH | MSH | 5 | ICU | ICU | The Kendall Company | 29525 | V1962858SX | 2023-03-21 | 1001 | 2024-03-15
1066410 | 700 Sequential Compression System | 700 Sequential Compression System | 700 Sequential Compression System | Active | MSH | MSH | 5 | ICU | ICU | The Kendall Company | 29525 | V2043275SX | 2023-03-21 | 1001 | 2024-03-15
1066411 | 700 Sequential Compression System | 700 Sequential Compression System | 700 Sequential Compression System | Active | MSH | MSH | 5 | ICU | ICU | The Kendall Company | 29525 | V2043307SX | 2023-03-21 | 1001 | 2024-03-15
1066412 | 700 Sequential Compression System | 700 Sequential Compression System | 700 Sequential Compression System | Active | MSH | MSH | 5 | ICU | ICU | The Kendall Company | 29525 | V2043318SX | 2023-03-21 | 1001 | 2024-03-15
1066413 | 700 Sequential Compression System | 700 Sequential Compression System | 700 Sequential Compression System | Active | MSH | MSH | 5 | ICU | ICU | The Kendall Company | 29525 | V2043340SX | 2023-03-21 | 1001 | 2024-03-15
1066414 | 700 Sequential Compression System | 700 Sequential Compression System | 700 Sequential Compression System | Active | MSH | MSH | 5 | ICU | ICU | The Kendall Company | 29525 | V2208333SX | 2023-03-21 | 1001 | 2024-03-15
1066415 | 700 Sequential Compression System | 700 Sequential Compression System | 700 Sequential Compression System | Active | MSH | MSH | 5 | ICU | ICU | The Kendall Company | 29525 | V2208340SX | 2023-03-21 | 1001 | 2024-03-15
1066416 | 700 Sequential Compression System | 700 Sequential Compression System | 700 Sequential Compression System | Active | MSH | MSH | 5 | ICU | ICU | The Kendall Company | 29525 | V2208362SX | 2023-03-21 | 1001 | 2024-03-15
1066417 | 700 Sequential Compression System | 700 Sequential Compression System | 700 Sequential Compression System | Active | MSH | MSH | 5 | ICU | ICU | The Kendall Company | 29525 | V2208365SX | 2023-03-21 | 1001 | 2024-03-15
1066418 | 700 Sequential Compression System | 700 Sequential Compression System | 700 Sequential Compression System | Active | MSH | MSH | 5 | ICU | ICU | The Kendall Company | 29525 | V2208366SX | 2023-03-21 | 1001 | 2024-03-15
1066419 | 700 Sequential Compression System | 700 Sequential Compression System | 700 Sequential Compression System | Active | MSH | MSH | 5 | ICU | ICU | The Kendall Company | 29525 | V2208367SX | 2023-03-21 | 1001 | 2024-03-15
1066420 | 700 Sequential Compression System | 700 Sequential Compression System | 700 Sequential Compression System | Active | MSH | MSH | 5 | ICU | ICU | The Kendall Company | 29525 | V2208372SX | 2023-03-21 | 1001 | 2024-03-15
1066421 | 700 Sequential Compression System | 700 Sequential Compression System | 700 Sequential Compression System | Active | MSH | MSH | 5 | ICU | ICU | The Kendall Company | 29525 | V2208381SX | 2023-03-21 | 1001 | 2024-03-15
1066422 | 700 Sequential Compression System | 700 Sequential Compression System | 700 Sequential Compression System | Active | MSH | MSH | 5 | ICU | ICU | The Kendall Company | 29525 | V2208382SX | 2023-03-21 | 1001 | 2024-03-15
1066423 | 700 Sequential Compression System | 700 Sequential Compression System | 700 Sequential Compression System | Active | MSH | MSH | 5 | ICU | ICU | The Kendall Company | 29525 | V2208384SX | 2023-03-21 | 1001 | 2024-03-15
1066424 | 700 Sequential Compression System | 700 Sequential Compression System | 700 Sequential Compression System | Active | MSH | MSH | 5 | ICU | ICU | The Kendall Company | 29525 | V2208388SX | 2023-03-21 | 1001 | 2024-03-15
1066425 | 700 Sequential Compression System | 700 Sequential Compression System | 700 Sequential Compression System | Active | MSH | MSH | 5 | ICU | ICU | The Kendall Company | 29525 | V2208640SX | 2023-03-21 | 1001 | 2024-03-15
1066426 | 700 Sequential Compression System | 700 Sequential Compression System | 700 Sequential Compression System | Active | MSH | MSH | 5 | ICU | ICU | The Kendall Company | 29525 | V2208678SX | 2023-03-21 | 1001 | 2024-03-15
1066427 | 700 Sequential Compression System | 700 Sequential Compression System | 700 Sequential Compression System | Active | MSH | MSH | 5 | ICU | ICU | The Kendall Company | 29525 | V2208692SX | 2023-03-21 | 1001 | 2024-03-15
1066445 | Breathing System | Anesthesia Units | Anesthesia Units | Active | MSH | MSH | 7 | Resp Therapy (Anesthesia) | OR | Draeger Medical Canada | Zeus IE | ASJD-0001 | 2016-05-30 |  |  | BREATHING SYSTEM ONLY, device labelled #7. SN Cover ASJB-0104 Safety Valve ASJD-0014
1066454 | Wound Therapy Systems, Negative-Pressure | Negative-Pressure Wound Therapy Systems | Negative-Pressure Wound Therapy Systems | Active | MSH | MSH | 14S | Nursing 14S Medicine | 14 South | KCI Kinetic Concepts Inc | 60400 | GAAK02853 | 2023-03-27 | 4325 |  | Rev c
1066460 | Wound Therapy Systems, Negative-Pressure | Negative-Pressure Wound Therapy Systems | Negative-Pressure Wound Therapy Systems | Active | MSH | MSH | 14S | Nursing 14S Medicine | 14 South | KCI Kinetic Concepts Inc | 60400 | GAAK02846 | 2023-03-27 | 4325
1066462 | Wound Therapy Systems, Negative-Pressure | Negative-Pressure Wound Therapy Systems | Negative-Pressure Wound Therapy Systems | Active | MSH | MSH | 14S | Nursing 14S Medicine | 14 South | KCI Kinetic Concepts Inc | 60400 | GAAC18805 | 2023-03-27 | 4325 |  | Occlusion sensor recall# 2024110149 completed. Unit not affected by recall.
1066474 | Waste-Disposal Units | Waste-Disposal Units | Waste-Disposal Units | Active | MSH | MSH | 7 | SURGICAL SUITE (COMBINED WITH CYSTO) | OR | STRYKER CORP | Neptune 3 Rover | 2306516823 | 2023-03-28 |  |  | Loaner due to ongoing contamination issue No longer loan but Hospital Owned July 2023
1066475 | Waste-Disposal Units | Waste-Disposal Units | Waste-Disposal Units | Active | MSH | MSH | 7 | SURGICAL SUITE (COMBINED WITH CYSTO) | OR | STRYKER CORP | Neptune 3 Rover | 2303311573 | 2023-03-28 |  |  | Loaner due to ongoing contamination issue No longer Loaner but Hospital owned July 2023
1066476 | Waste-Disposal Units | Waste-Disposal Units | Waste-Disposal Units | Active | MSH | MSH | 7 | SURGICAL SUITE (COMBINED WITH CYSTO) | OR | STRYKER CORP | Neptune 3 Rover | 2303311503 | 2023-03-28 |  |  | Loaner due to ongoing contamination issue Unit staus changed from Loaner to Hospital Owned July 2023
1066482 | Ultrasound - POCUS | Scanning Systems | Scanning Systems, Ultrasonic | Active | MSH | MSH | 16U | Cath Lab | 16th Floor - University Side | Bard | 9770555 - Site-Rite 8 | 0 | 2023-03-29 | 0 |  | CUSTOMER SERVICE: 1-800-387-9473
1066485 | Fluid Warmer | Fluid Warmer | Fluid Warmer | Active | MSH | MSH | 15U | Obstetrical Suite (L&D) | L&D- OR1 | Enthermics Medical Systems | IVNOW-3 | 2472171-000 | 2019-04-17 | 3075 |  | Bottom heater SN: 2472171-000 Middle heater SN: 2472172-000 Top heater Sn: 2472173-000
1066487 | Monitors, Vital Signs | Monitors, Vital Signs | Monitors, Vital Signs | Active | MSH | MSH | 9 | Nursing 9S Psychiatry | 9th Floor | MASIMO | Root | 2000159031 | 2020-04-29 |  | 2024-03-29 | Leakage current: 828 uA Resistance: 58 mOhm
1066598 | ELECTRICAL SAFETY ANALIZER | ELECTRICAL SAFETY ANALIZER | ELECTRICAL SAFETY ANALIZER | Active | MSH | MSH | 1 | Biomedical Engineering | Biomed | BC Biomedical | BC-SA-2010 | 73371807 | 2023-03-30 |  | 2024-03-30
1066599 | ELECTRICAL SAFETY ANALIZER | ELECTRICAL SAFETY ANALIZER | ELECTRICAL SAFETY ANALIZER | Active | MSH | MSH | 1 | Biomedical Engineering | Biomed | BC Biomedical | BC-SA-2010 | 73371806 | 2023-03-30 |  | 2024-03-30
1066600 | ELECTRICAL SAFETY ANALIZER | ELECTRICAL SAFETY ANALIZER | ELECTRICAL SAFETY ANALIZER | Active | MSH | MSH | 1 | Biomedical Engineering | Biomed | BC Biomedical | BC-SA-2001 | 73353786 | 2023-03-30 |  | 2024-03-30
1066604 | ELECTRICAL SAFETY ANALIZER | ELECTRICAL SAFETY ANALIZER | ELECTRICAL SAFETY ANALIZER | Active | MSH | MSH | 1 | Biomedical Engineering | Biomed | BC Biomedical | BC-SA-2001 | 73353785 | 2023-03-30 |  | 2024-03-30
1066605 | ELECTRICAL SAFETY ANALIZER | ELECTRICAL SAFETY ANALIZER | ELECTRICAL SAFETY ANALIZER | Active | MSH | MSH | 1 | Biomedical Engineering | Biomed | BC Biomedical | BC-SA-2001 | 73353787 | 2023-03-30 |  | 2024-03-30
1066607 | MONITOR | Monitor | MONITOR | Active | MSH | MSH | 7 | SURGICAL SUITE (COMBINED WITH CYSTO) | OR | KARL STORZ ENDOSCOPY-AMERICA INC | TM343 | 25327112 | 2023-03-31 |  | 2023-12-08
1066608 | Light Sources | Light Sources | Light Sources | Active | MSH | MSH | 7 | SURGICAL SUITE (COMBINED WITH CYSTO) | OR | KARL STORZ ENDOSCOPY-AMERICA INC | POWER LED SAPHIRA, OPAL1 PDD | XNO1105 | 2023-03-31 |  | 2023-12-08
1066629 | Ultrasound - POCUS | Scanning Systems | Scanning Systems, Ultrasonic | Active | MSH | MSH | 17U | NICU | NICU | Mindray | ZONARE - ZS3 Ultrasound System | 35952C617A | 2023-04-03 |  |  | C18-5 Transducer: SN: 10029C2X119A L30-8 Transducer: SN: 10035L3X122D C10-3 Transducer: SN: 10239C7X121G FOR DICOM SETUP IN FIRST ZS3 SEE: JDMI CR1122 From: Reyes, Daniel <Daniel.Reyes@uhn.ca> Sent: Thursday, August 11, 2022 2:26 PM To: Whittington, Scott <Scott.Whittington@uhn.ca> Cc: Popa, Elena - Sinai Health System <Elena.Popa@sinaihealth.ca>; JDMI Support <JDMI_Support@uhn.ca>; Zhu, Faith - Sinai Health System <Faith.Zhu@sinaihealth.ca> Subject: RE: MSH_NICU_Z1 Hi Scott, I had records for JDMI CR1122. It was added 11-Dec-2019 and submitted by Ken Chau Does this need to utilize a different patient worklist? At this time it’s using MSH Ultrasound. From: Reyes, Daniel <Daniel.Reyes@uhn.ca> Sent: Wednesday, December 11, 2019 11:41:58 AM To: Chau, Ken <Ken.Chau@uhn.ca> Cc: Tavares, Rene <Rene.Tavares@uhn.ca>; Adenrele, Babatunde <Babatunde.Adenrele@uhn.ca>; Fan, Tak <Tak.Fan@uhn.ca>; Whittington, Scott <Scott.Whittington@uhn.ca> Subject: RE: JDMI Change Request #1122 - MSH_NICU_Z1 Hi Ken, I’ve added it to JDMIPACS and JDMIMWL JDMIPACS MSH_NICU_Z1 IP: DHCP Port: 104 Permissions: Storage, Query JDMIMWL MSH_NICU_Z1 Facility: MSH Patient Worklist: Ultrasound
1066630 | Dental Hand Instruments | Dental Hand Instruments | Dental Hand Instruments | Active | MSH | MSH | 7 | SURGICAL SUITE (COMBINED WITH CYSTO) | OR | Brasseler USA | ELMU - NE278-BRA | 02204807 | 2023-04-03 |  | 2024-04-03 | Dental Instrument
1066632 | Food Pump | Food Pump | Food Pump | Active | MSH | MSH | 5 | ICU | ICU | Covidien | 482400J | C22388690 | 2023-04-03 | 2001
1066639 | Food Pump | Food Pump | Food Pump | Active | MSH | MSH | 5 | ICU | ICU | Covidien | 482400J | C22388700 | 2023-04-03 | 2001
1066643 | Food Pump | Food Pump | Food Pump | Active | MSH | MSH | 5 | ICU | ICU | Covidien | 482400J | C22388785 | 2023-04-03 | 2001
1066645 | Food Pump | Food Pump | Food Pump | Active | MSH | MSH | 5 | ICU | ICU | Covidien | 482400J | C22388867 | 2023-04-03 | 2001
1066670 | Food Pump | Food Pump | Food Pump | Active | MSH | MSH | 5 | ICU | ICU | Covidien | 482400J | C22393650 | 2023-04-03 | 2001
1066678 | Food Pump | Food Pump | Food Pump | Active | MSH | MSH | 5 | ICU | ICU | Covidien | 482400J | C22393677 | 2023-04-03 | 2001
1066679 | Food Pump | Food Pump | Food Pump | Active | MSH | MSH | 5 | ICU | ICU | Covidien | 482400J | C22393678 | 2023-04-03 | 2001
1066680 | Food Pump | Food Pump | Food Pump | Active | MSH | MSH | 5 | ICU | ICU | Covidien | 482400J | C22393724 | 2023-04-03 | 2001
1066682 | Food Pump | Food Pump | Food Pump | Active | MSH | MSH | 5 | ICU | ICU | Covidien | 482400J | C22393738 | 2023-04-03 | 2001
1066754 | Otoscope/Ophthalmascope | Otoscope/Ophthalmascope | Otoscope/Ophthalmascope | Active | MSH | MSH | 17U | NICU | NICU | Welch Allyn | GS 777 | (01) 00732094244427 | 2023-04-11 |  | 2024-04-11 | Welch Allyn Green Series 777 wall transformer with Coaxial Ophthalmoscope & Macroview Otoscope
1066755 | Otoscope/Ophthalmascope | Otoscope/Ophthalmascope | Otoscope/Ophthalmascope | Active | MSH | MSH | 17U | NICU | NICU | Welch Allyn | GS 777 | (01)00732094244427 | 2023-04-11 |  | 2024-04-11 | Welch Allyn Green Series 777 wall transformer with Coaxial Ophthalmoscope & Macroview Otoscope
1066756 | Infusion Pumps, High-Flow, Warming | INFUSION PUMPS | Infusion Pumps, High-Flow, Warming | Active | MSH | MSH | 5 | ICU | ICU | Smiths Medical | H-1200 | 33003600 | 2023-04-11
1066757 | Infusion Pumps, High-Flow, Warming | INFUSION PUMPS | Infusion Pumps, High-Flow, Warming | Active | MSH | MSH | 5 | ICU | ICU | Smiths Medical | H-1200 | 33003599 | 2023-04-11
1066758 | Defibrillators, External, Automated | Defibrillators | Defibrillators, External, Automated | Active | MSH | MSH | 5 | ICU | ICU | ZOLL Canada | AED-3 | AX22I133862 | 2023-04-11
1066759 | Defibrillators, External, Automated | Defibrillators | Defibrillators, External, Automated | Active | MSH | MSH | 18 | Respiratory Therapy | Cardiology clinic | ZOLL Canada | AED-3 | AX22I133878 | 2023-04-11
1066770 | INFUSION PUMPS, GENERAL PURPOSE | INFUSION PUMPS | INFUSION PUMPS, GENERAL PURPOSE | Active | MSH | MSH | 15U | Central Dispatch | L&D | Alaris Medical Systems | 8100 - LVP Module | 16215864 | 2023-04-12 | 1200 | 2024-03-12
1066771 | INFUSION PUMPS, GENERAL PURPOSE | INFUSION PUMPS | INFUSION PUMPS, GENERAL PURPOSE | Active | MSH | MSH | 15U | Central Dispatch | L&D | Alaris Medical Systems | 8100 - LVP Module | 16215861 | 2023-04-12 | 1200 | 2024-03-12
1066772 | INFUSION PUMPS, GENERAL PURPOSE | INFUSION PUMPS | INFUSION PUMPS, GENERAL PURPOSE | Active | MSH | MSH | 15U | Central Dispatch | L&D | Alaris Medical Systems | 8100 - LVP Module | 16215809 | 2023-04-12 | 1200 | 2024-03-12
1066840 | Breathing System | Anesthesia Units | Anesthesia Units | Active | MSH | MSH | 7 | Resp Therapy (Anesthesia) | Main OR | Draeger Medical Canada | Zeus IE | ASJC-0066 | 2016-06-23 | 119000 |  | Breathing System block # 23 cover ASHL-0030 safety valve ASHN-0002
1066843 | Light Sources | Light Sources | Light Sources | Active | MSH | MSH | 6 | Endoscopy | Endo Room #1 | OLYMPUS CORP MEDICAL INSTRUMENT DIV | CLV-190 - Evis Exera III | 7339277 | 2013-10-25 | 10001 |  | This device did NOT have any asset tag. It was not added to TMS before at all. No information on the Accepted date ( age ) It was identified that originally belonged to Womens College. Anita communicated with Exec. and Olympus. It seems there was some transformation. Now this deice BELONGS to MSH but no information on the arrival date( date accepted as 01/01/2000 is not real).
1066861 | Travel Cart Motorized | Carts | Carts | Active | MSH | MSH | 6 | Endoscopy | Endoscopy | PHS West Inc | Featherweight - 2000RFWDII | 2000RFWDII032923A | 2023-04-17 |  | 2024-04-17 | It is used for EMERG MOBILE in ENDO The cart is distributed by Karis Tech Chris Williams ¦ President Karis Technologies Inc. phone: 416.486.2005 ¦ mobile: 416.562.1145 email: cwilliams@karistech.com ¦ www.karistech.com
1066872 | Otoscope/Ophthalmascope | Otoscope/Ophthalmascope | Otoscope/Ophthalmascope | Active | MSH | MSH | 3 | Emergency | Emergency | Amico | DS-UDM-2 | DS13222GI | 2023-04-21 |  | 2024-09-06
1066882 | Walkers | Walkers | Walkers | Active | MSH | MSH | 5 | ICU | ICU | Follo Stabilis | Eva Walker - 110-845 | 2204192 | 2023-02-13 |  |  | Vendor: Medline Contact for repair
1066883 | Walkers | Walkers | Walkers | Active | MSH | MSH | 5 | ICU | ICU | Follo Stabilis | Eva Walker - 110-845 | 2204195 | 2023-02-13 |  | 2024-02-13 | Vendor: Medline Contact for repair
1066884 | Walkers | Walkers | Walkers | Active | MSH | MSH | 5 | ICU | ICU | Follo Stabilis | Eva Walker - 110-845 | 2204193 | 2023-02-13 |  | 2024-02-13 | Vendor: Medline Contact for repair
1066885 | Walkers | Walkers | Walkers | Active | MSH | MSH | 5 | ICU | ICU | Follo Stabilis | Eva Walker - 110-845 | 2204194 | 2023-02-13 |  | 2024-02-13 | Vendor: Medline Contact for repair
1066886 | Walkers | Walkers | Walkers | Active | MSH | MSH | 5 | ICU | ICU | Follo Stabilis | Eva Walker - 110-845 | 2204196 | 2023-02-13 |  | 2024-02-13 | Vendor: Medline Contact for repair
1066887 | Walkers | Walkers | Walkers | Active | MSH | MSH | 5 | ICU | ICU | Follo Stabilis | Eva Walker - 110-845 | 2112164 | 2023-02-13 |  | 2024-02-13 | Vendor: Medline Contact for repair
1066890 | Food Pump | Food Pump | Food Pump | Active | MSH | MSH | 5 | ICU | ICU | Covidien | 482400J | C20321714 | 2023-04-26 | 2001 |  | Property of Ontario Health, Ministry of Health number: 2501
1066891 | Food Pump | Food Pump | Food Pump | Active | MSH | MSH | 5 | ICU | ICU | Covidien | 482400J | C20321753 | 2023-04-26 | 2001 |  | Property of Ontario Health, Ministry of Health number: 2513
1066892 | Food Pump | Food Pump | Food Pump | Active | MSH | MSH | 5 | ICU | ICU | Covidien | 482400J | C20321723 | 2023-04-26 | 2001 |  | Property of Ontario Health, Ministry of Health number: 2489
1066893 | Food Pump | Food Pump | Food Pump | Active | MSH | MSH | 5 | ICU | ICU | Covidien | 482400J | C20321731 | 2023-04-26 | 2001 |  | Property of Ontario Health, Ministry of Health number: 2505
1066894 | Food Pump | Food Pump | Food Pump | Active | MSH | MSH | 5 | ICU | ICU | Covidien | 482400J | C20321713 | 2023-04-26 | 2001 |  | Property of Ontario Health, Ministry of Health number: 2493
1066895 | Food Pump | Food Pump | Food Pump | Active | MSH | MSH | 5 | ICU | ICU | Covidien | 482400J | C20322321 | 2023-04-26 | 2001 |  | Property of Ontario Health, Ministry of Health number: 2460
1066896 | Food Pump | Food Pump | Food Pump | Active | MSH | MSH | 5 | ICU | ICU | Covidien | 482400J | C20321755 | 2023-04-26 | 2001 |  | Property of Ontario Health, Ministry of Health number: 2532
1066897 | Food Pump | Food Pump | Food Pump | Active | MSH | MSH | 5 | ICU | ICU | Covidien | 482400J | C20321787 | 2023-04-26 | 2001 |  | Property of Ontario Health, Ministry of Health number: 2553
1066898 | Food Pump | Food Pump | Food Pump | Active | MSH | MSH | 5 | ICU | ICU | Covidien | 482400J | C20321780 | 2023-04-26 | 2001 |  | Property of Ontario Health, Ministry of Health number: 2551
1066899 | Food Pump | Food Pump | Food Pump | Active | MSH | MSH | 5 | ICU | ICU | Covidien | 482400J | C20321716 | 2023-04-26 | 2001 |  | Property of Ontario Health, Ministry of Health number: 2491
1066900 | Food Pump | Food Pump | Food Pump | Active | MSH | MSH | 5 | ICU | ICU | Covidien | 482400J | C20321737 | 2023-04-26 | 2001 |  | Property of Ontario Health, Ministry of Health number: 2526
1066901 | Food Pump | Food Pump | Food Pump | Active | MSH | MSH | 5 | ICU | ICU | Covidien | 482400J | C20321763 | 2023-04-26 | 2001 |  | Property of Ontario Health, Ministry of Health number: 2511
1066902 | Food Pump | Food Pump | Food Pump | Active | MSH | MSH | 5 | ICU | ICU | Covidien | 482400J | C20321653 | 2023-04-26 | 2001 |  | Property of Ontario Health, Ministry of Health number: 2528
1066903 | Food Pump | Food Pump | Food Pump | Active | MSH | MSH | 5 | ICU | ICU | Covidien | 482400J | C20321802 | 2023-04-26 | 2001 |  | Property of Ontario Health, Ministry of Health number: 2470
1066904 | Food Pump | Food Pump | Food Pump | Active | MSH | MSH | 5 | ICU | ICU | Covidien | 482400J | C20321756 | 2023-04-26 | 2001 |  | Property of Ontario Health, Ministry of Health number: 2470
1066905 | Food Pump | Food Pump | Food Pump | Active | MSH | MSH | 5 | ICU | ICU | Covidien | 482400J | C20321760 | 2023-04-26 | 2001 |  | Property of Ontario Health, Ministry of Health number: 2519
1066906 | Food Pump | Food Pump | Food Pump | Active | MSH | MSH | 5 | ICU | ICU | Covidien | 482400J | C20321741 | 2023-04-26 | 2001 |  | Property of Ontario Health, Ministry of Health number: 2506
1066907 | Food Pump | Food Pump | Food Pump | Active | MSH | MSH | 5 | ICU | ICU | Covidien | 482400J | C20321789 | 2023-04-26 | 2001 |  | Property of Ontario Health, Ministry of Health number: 2536
1066908 | Food Pump | Food Pump | Food Pump | Active | MSH | MSH | 5 | ICU | ICU | Covidien | 482400J | C20321781 | 2023-04-26 | 2001 |  | Property of Ontario Health, Ministry of Health number: 2552
1066909 | Food Pump | Food Pump | Food Pump | Active | MSH | MSH | 5 | ICU | ICU | Covidien | 482400J | C20321841 | 2023-04-26 | 2001 |  | Property of Ontario Health, Ministry of Health number: 2479
1066917 | Beds, Electric, Bariatric | Beds | Beds, Electric, Bariatric | Active | MSH | MSH | 5 | Biomedical Engineering | ICU | STRYKER CORP | MV3 | 2022013200075 | 2023-04-27 | 2001 | 2028-04-27
1066918 | Beds, Electric, Bariatric | Beds | Beds, Electric, Bariatric | Active | MSH | MSH | 5 | Biomedical Engineering | ICU | STRYKER CORP | MV3 | 2022013200076 | 2023-04-27 | 2001 | 2028-04-27
1066919 | Beds, Electric, Bariatric | Beds | Beds, Electric, Bariatric | Active | MSH | MSH | 5 | Biomedical Engineering | ICU | STRYKER CORP | MV3 | 2022013200077 | 2023-04-27 | 2001 | 2028-04-27
1066920 | Beds, Electric, Bariatric | Beds | Beds, Electric, Bariatric | Active | MSH | MSH | 5 | Biomedical Engineering | ICU | STRYKER CORP | MV3 | 2022013200078 | 2023-04-27 | 2001 | 2028-04-27
1066921 | Beds, Electric, Bariatric | Beds | Beds, Electric, Bariatric | Active | MSH | MSH | 5 | Biomedical Engineering | ICU | STRYKER CORP | MV3 | 2022013200079 | 2023-04-27 | 2001 | 2028-04-27
1066922 | Beds, Electric, Bariatric | Beds | Beds, Electric, Bariatric | Active | MSH | MSH | 5 | Biomedical Engineering | ICU | STRYKER CORP | MV3 | 2022013200080 | 2023-04-27 | 2001 | 2028-04-27
1066924 | LCD, DISPLAY, PATIENT MONITOR | LCD | LCD, DISPLAY, PATIENT MONITOR | Active | MSH | MSH | 6 | Endoscopy | 6, ENDO room#1 | OLYMPUS CORP MEDICAL INSTRUMENT DIV | OEV262H | 7755013 | 2018-04-03 |  | 2000-04-22 | this monitor did not have asset tag and created for database there is no information on correct Po or date of warranty
1066925 | MONITOR- SLAVE on the Boom | Monitor | MONITOR | Active | MSH | MSH | 6 | Endoscopy | 6, ENDO room#1 | NDS Surgical Imaging LLC A Novanta Co | Radiance Ultra - IS2027RU | 21-374047 | 2023-01-20 |  | 2024-01-20 | model SC-WU27-G1522
1066926 | MONITOR- SLAVE on the Boom | Monitor | MONITOR | Active | MSH | MSH | 6 | Endoscopy | 6, ENDO room#2 | NDS Surgical Imaging LLC A Novanta Co | Radiance Ultra - IS2027RU | 21-372566 | 2023-01-20 |  | 2024-01-20 | model SC-WU27-G1522
1066927 | MONITOR- SLAVE on the Boom | Monitor | MONITOR | Active | MSH | MSH | 6 | Endoscopy | 6, ENDO room#2 | NDS Surgical Imaging LLC A Novanta Co | Radiance Ultra - IS2027RU | 22-375580 | 2023-01-20 |  | 2024-01-20 | model SC-WU27-G1522
1066928 | MONITOR- SLAVE on the Boom | Monitor | MONITOR | Active | MSH | MSH | 6 | Endoscopy | 6, ENDO room#3 | NDS Surgical Imaging LLC A Novanta Co | Radiance Ultra - IS2027RU | 22-375400 | 2023-01-20 |  | 2024-01-20 | model SC-WU27-G1522
1066929 | MONITOR- SLAVE on the Boom | Monitor | MONITOR | Active | MSH | MSH | 6 | Endoscopy | 6, ENDO room#4 | NDS Surgical Imaging LLC A Novanta Co | Radiance Ultra - IS2027RU | 22-375397 | 2023-01-20 |  | 2024-01-20 | model SC-WU27-G1522
1066930 | Endoscope Processing System | Endoscope Processing System | Endoscope Processing System | Active | MSH | MSH | 6 | Endoscopy | 6, ENDO room#2 | OLYMPUS CORP MEDICAL INSTRUMENT DIV | UCR | 7260599 | 2023-01-20 |  | 2024-01-20
1066931 | Video Systems, Endoscopic | Video Systems | Video Systems, Endoscopic | Active | MSH | MSH | 6 | Endoscopy | ENDO room #2 | OLYMPUS CORP MEDICAL INSTRUMENT DIV | CV-190 - Evis Exera III | 7272773 | 2023-01-20 |  | 2024-01-20
1066932 | Video Systems, Endoscopic | Video Systems | Video Systems, Endoscopic | Active | MSH | MSH | 6 | Endoscopy | 6, ENDO room#3 | OLYMPUS CORP MEDICAL INSTRUMENT DIV | CV-190 - Evis Exera III | 7389585 | 2013-10-25 |  | 2000-02-20 | thsi device was not in TMS. there is no information available when it was purchased . created asset tag for tracking
1066933 | Video Systems, Endoscopic | Video Systems | Video Systems, Endoscopic | Active | MSH | MSH | 6 | Endoscopy | 6, ENDO room#4 | OLYMPUS CORP MEDICAL INSTRUMENT DIV | CV-190 - Evis Exera III | 7746401 | 2017-07-14 |  | 2000-02-20 | thsi device was not in TMS. there is no information available when it was purchased . created asset tag for tracking
1066934 | Light Sources | Light Sources | Light Sources | Active | MSH | MSH | 6 | Endoscopy | ENDO Room #2 | OLYMPUS CORP MEDICAL INSTRUMENT DIV | CLV-190 - Evis Exera III | 7205150 | 2023-01-20 |  | 2024-01-20
1066935 | Light Sources | Light Sources | Light Sources | Active | MSH | MSH | 6 | Endoscopy | 6, ENDO room#4 | OLYMPUS CORP MEDICAL INSTRUMENT DIV | CLV-190 - Evis Exera III | 7773111 | 2017-07-14 |  | 2000-04-28 | This device was not in TMS. Asset was created for tracking. No data and information for accepted date available
1066938 | BLADDER SCANNER | BLADDER SCANNER | BLADDER SCANNER | Active | MSH | MSH | 5 | ICU | ICU | Verathon Medical | Prime Plus | C1511270 | 2023-04-28 |  | 2028-03-01
1066939 | Monitors, Physiologic, Main Central Station | Monitors, Physiologic | Monitors, Physiologic, Central Station | Active | MSH | MSH | 5 | ICU | ICU | Philips Healthcare | 866424 - PIIC iXC | US433F1295 | 2023-04-28 | 2755 | 2024-03-01
1066940 | Light Sources | Light Sources | Light Sources | Active | MSH | MSH | 5 | ICU | ICU | OLYMPUS CORP MEDICAL INSTRUMENT DIV | CLV-190 - Evis Exera III | 7204718 | 2023-05-01 |  | 2024-05-01 | Part of cart: 1066942 (display) 1066941 (CV-190) 1066940 (CLV-190)
1066941 | Video Systems, Endoscopic | Video Systems | Video Systems, Endoscopic | Active | MSH | MSH | 5 | ICU | ICU | OLYMPUS CORP MEDICAL INSTRUMENT DIV | CV-190 - Evis Exera III | 7272584 | 2023-05-01 | 20001 | 2024-06-27 | Part of cart: 1066942 (display) 1066941 (CV-190) 1066940 (CLV-190)
1066942 | MONITOR | Monitor | MONITOR | Active | MSH | MSH | 5 | ICU | ICU | NDS Surgical Imaging LLC A Novanta Co | Radiance Ultra - IS2027RU | 21-374134 | 2023-05-01 |  | 2024-05-01 | Part of cart: 1066942 (display) 1066941 (CV-190) 1066940 (CLV-190)
1066943 | Power Systems, Uninterruptible | Power Systems | Power Systems, Uninterruptible | Active | MSH | MSH | 5 | ICU | ICU | TRIPP LITE | Smart500RT1U | 0 | 2023-05-01 | 367 |  | No serial number found. got it from Biomed storage .
1066945 | Scales, Patient, Floor | Scales | Scales, Patient, Floor | Active | MSH | MSH | 10N | Nursing 10N Geriatrics | 10th Floor - North Side | SR INSTRUMENTS INC | 555 | WO-83916-001 | 2023-05-02 | 5001 | 2027-05-02 | Scaled ordered by department ( No- PO and Price ) avaliable
1066964 | Monitors, Vital Signs | Monitors, Vital Signs | Monitors, Vital Signs | Active | BH | BH | 2S | Bridgepoint | 2nd Floor - South Side | Welch Allyn | 74MT | 100008263122 | 2022-09-05 |  | 2020-02-15 | Cart/Trolley Serial Number: 100068995117 PO# 7201158210 $799.51
1066965 | Monitors, Vital Signs | Monitors, Vital Signs | Monitors, Vital Signs | Active | BH | BH | 2S | Bridgepoint | 2nd Floor - South Side | Welch Allyn | 74MT | 100008603122 | 2022-09-05 |  | 2020-02-15 | Cart/Trolley Serial Number: 100068995117 PO# 7201158210 $799.51
1066966 | Monitors, Vital Signs | Monitors, Vital Signs | Monitors, Vital Signs | Active | BH | BH | 3N | Bridgepoint | 3rd Floor - North Side | Welch Allyn | 74MT | 100008653122 | 2022-09-05 |  | 2020-02-15 | Cart/Trolley Serial Number: 100068995117 PO# 7201158210 $799.51
1066967 | Monitors, Vital Signs | Monitors, Vital Signs | Monitors, Vital Signs | Active | BH | BH | 4N | Bridgepoint | 4th Floor - North Side | Welch Allyn | 74MT | 10037645222 | 2022-09-05 |  | 2020-02-15 | Cart/Trolley Serial Number: 100068995117 PO# 7201158210 $799.51
1066968 | Monitors, Vital Signs | Monitors, Vital Signs | Monitors, Vital Signs | Active | BH | BH | 3S | Bridgepoint | 3rd Floor - South Side | Welch Allyn | 74MT | 100008563122 | 2022-09-05 |  | 2020-02-15 | Cart/Trolley Serial Number: 100068995117 PO# 7201158210 $799.51
1066969 | Monitors, Vital Signs | Monitors, Vital Signs | Monitors, Vital Signs | Active | BH | BH | 4N | Bridgepoint | 4th Floor - North Side | Welch Allyn | 74MT | 100008323122 | 2022-09-05 |  | 2020-02-15 | Cart/Trolley Serial Number: 100068995117 PO# 7201158210 $799.51
1066970 | Monitors, Vital Signs | Monitors, Vital Signs | Monitors, Vital Signs | Active | BH | BH | 4S | Bridgepoint | 4th Floor - South Side | Welch Allyn | 74MT | 100008723122 | 2022-09-05 |  | 2020-02-15 | Cart/Trolley Serial Number: 100068995117 PO# 7201158210 $799.51
1066971 | Monitors, Vital Signs | Monitors, Vital Signs | Monitors, Vital Signs | Active | BH | BH | 4S | Bridgepoint | 4th Floor - South Side | Welch Allyn | 74MT | 100008313122 | 2022-09-05 |  | 2020-02-15 | Cart/Trolley Serial Number: 100068995117 PO# 7201158210 $799.51
1066972 | Monitors, Vital Signs | Monitors, Vital Signs | Monitors, Vital Signs | Active | BH | BH | 4S | Bridgepoint | 4th Floor - South Side | Welch Allyn | 74MT | 100008863122 | 2022-09-05 |  | 2020-02-15 | Cart/Trolley Serial Number: 100068995117 PO# 7201158210 $799.51
1066973 | Monitors, Vital Signs | Monitors, Vital Signs | Monitors, Vital Signs | Active | BH | BH | 4S | Bridgepoint | 4th Floor - South Side | Welch Allyn | 74MT | 1003783522 | 2022-09-05 |  | 2020-02-15 | Cart/Trolley Serial Number: 100068995117 PO# 7201158210 $799.51
1066974 | Monitors, Vital Signs | Monitors, Vital Signs | Monitors, Vital Signs | Active | BH | BH | 4S | Bridgepoint | 4th Floor - South Side | Welch Allyn | 74MT | 10037575222 | 2022-09-05 |  | 2020-02-15 | Cart/Trolley Serial Number: 100068995117 PO# 7201158210 $799.51
1066975 | Monitors, Vital Signs | Monitors, Vital Signs | Monitors, Vital Signs | Active | BH | BH | 4S | Bridgepoint | 4th Floor - South Side | Welch Allyn | 74MT | 100038995222 | 2022-09-05 |  | 2020-02-15 | Cart/Trolley Serial Number: 100068995117 PO# 7201158210 $799.51
1066976 | Monitors, Vital Signs | Monitors, Vital Signs | Monitors, Vital Signs | Active | BH | BH | 4S | Bridgepoint | 4th Floor - South Side | Welch Allyn | 74MT | 100031850423 | 2022-09-05 |  | 2020-02-15 | Cart/Trolley Serial Number: 100068995117 PO# 7201158210 $799.51
1066977 | Monitors, Vital Signs | Monitors, Vital Signs | Monitors, Vital Signs | Active | BH | BH | 4S | Bridgepoint | 4th Floor - South Side | Welch Allyn | 74MT | 100039155222 | 2022-09-05 |  | 2020-02-15 | Cart/Trolley Serial Number: 100068995117 PO# 7201158210 $799.51
1066978 | Monitors, Vital Signs | Monitors, Vital Signs | Monitors, Vital Signs | Active | BH | BH | 4S | Bridgepoint | 4th Floor - South Side | Welch Allyn | 74MT | 100037885222 | 2022-09-05 |  | 2020-02-15 | Cart/Trolley Serial Number: 100068995117 PO# 7201158210 $799.51
1066979 | Monitors, Vital Signs | Monitors, Vital Signs | Monitors, Vital Signs | Active | BH | BH | 4S | Bridgepoint | 4th Floor - South Side | Welch Allyn | 74MT | 10038835222 | 2022-09-05 |  | 2020-02-15 | Cart/Trolley Serial Number: 100068995117 PO# 7201158210 $799.51
1066980 | Monitors, Vital Signs | Monitors, Vital Signs | Monitors, Vital Signs | Active | BH | BH | 6S | Bridgepoint | 6th Floor - South Side | Welch Allyn | 74MT | 100039145222 | 2022-09-05 |  | 2020-02-15 | Cart/Trolley Serial Number: 100068995117 PO# 7201158210 $799.51
1066981 | Monitors, Vital Signs | Monitors, Vital Signs | Monitors, Vital Signs | Active | BH | BH | 4S | Bridgepoint | 4th Floor - South Side | Welch Allyn | 74MT | 100038560523 | 2022-09-05 |  | 2020-02-15 | Cart/Trolley Serial Number: 100068995117 PO# 7201158210 $799.51
1066982 | Monitors, Vital Signs | Monitors, Vital Signs | Monitors, Vital Signs | Active | BH | BH | 8N | Bridgepoint | 8th Floor - North Side | Welch Allyn | 74MT | 10039095222 | 2022-09-05 |  | 2020-02-15 | Cart/Trolley Serial Number: 100068995117 PO# 7201158210 $799.51
1066983 | Monitors, Vital Signs | Monitors, Vital Signs | Monitors, Vital Signs | Active | BH | BH | 8S | Bridgepoint | 8th Floor - South Side | Welch Allyn | 74MT | 100037685222 | 2022-09-05 |  | 2020-02-15 | Cart/Trolley Serial Number: 100068995117 PO# 7201158210 $799.51
1066984 | Monitors, Vital Signs | Monitors, Vital Signs | Monitors, Vital Signs | Active | BH | BH | 9N | Bridgepoint | 9th Floor - North Side | Welch Allyn | 74MT | 10038760523 | 2022-09-05 |  | 2020-02-15 | Cart/Trolley Serial Number: 100068995117 PO# 7201158210 $799.51
1066985 | Monitors, Vital Signs | Monitors, Vital Signs | Monitors, Vital Signs | Active | BH | BH | 9N | Bridgepoint | 9th Floor - North Side | Welch Allyn | 74MT | 10039065222 | 2022-09-05 |  | 2020-02-15 | Cart/Trolley Serial Number: 100068995117 PO# 7201158210 $799.51
1066986 | Monitors, Vital Signs | Monitors, Vital Signs | Monitors, Vital Signs | Active | BH | BH | 8N | Bridgepoint | 8th Floor - North Side | Welch Allyn | 74MT | 100037865222 | 2022-09-05 |  | 2020-02-15 | Cart/Trolley Serial Number: 100068995117 PO# 7201158210 $799.51
1066987 | Load Cell Tester Meter | Testers | Testers | Active | MSH | MSH | 18 | Biomedical Engineering | 18th Floor | Group Four Transducers Inc | G4610-6H0-Base model | 2301-0426859 | 2023-05-04 |  | 2024-04-12 | Bunnell HFV tester Includes subminiature load cell - LPM 510B10 - SN: 1054481
1067011 | BLOOD FLOW DETECTORS, ULTRASONIC | BLOOD FLOW DETECTORS | BLOOD FLOW DETECTORS, ULTRASONIC | Active | MSH | MSH | 11S | Nursing 11S Medicine | 11th Floor - South Side | WALLACH SURGICAL DEVICES INC | L150 | 2023020010 | 2023-05-05 | 756 |  | Unit comes with vascular probe, 8Mhz, s/n01141625.
1067012 | ELECTROCARDIOGRAPHS, MULTI-CHANNEL | Electrocardiographs | Electrocardiographs, Multichannel | Active | MSH | MSH | 16N | ECG Unit | ECG | Philips Healthcare | 860315 - TC70 | US42337847 | 2023-05-05 | 20001 | 2024-05-05 | Including Trolley, pageWriter
1067037 | MONITOR | Monitor | MONITOR | Active | MSH | MSH | 5 | ICU | ICU | NDS Surgical Imaging LLC A Novanta Co | Radiance Ultra - IS2027RU | 22-375386 | 2023-05-01 |  | 2024-05-01 | Part of cart (May 8/23): 1067037 (display) 65870 (CV-190) 65871 (CLV-190)
1067038 | MONITOR | Monitor | MONITOR | Active | MSH | MSH | 5 | ICU | ICU | NDS Surgical Imaging LLC A Novanta Co | Radiance Ultra - IS2027RU | 22-375385 | 2023-05-01 |  | 2024-06-28 | Part of cart: 1067038 (display) 1067039 (CV-190) 1067040 (CLV-190)
1067039 | Video Systems, Endoscopic | Video Systems | Video Systems, Endoscopic | Active | MSH | MSH | 5 | Respiratory Therapy | ICU | OLYMPUS CORP MEDICAL INSTRUMENT DIV | CV-190 - Evis Exera III | 7271602 | 2023-05-01 | 20001 | 2024-05-01 | Part of cart: 1067038 (display) 1067039 (CV-190) 1067040 (CLV-190)
1067040 | Light Sources | Light Sources | Light Sources | Active | MSH | MSH | 5 | ICU | ICU | OLYMPUS CORP MEDICAL INSTRUMENT DIV | CLV-190 - Evis Exera III | 7205073 | 2023-05-01 |  | 2024-05-01 | Part of cart: 1067038 (display) 1067039 (CV-190) 1067040 (CLV-190)
1067048 | Beds, Electric | Beds | Beds, Electric | Active | MSH | MSH | 5 | ICU | ICU | HILL-ROM CO INC | P7500A | X056AW5704 | 2023-05-09 | 35000 |  | HILL-ROM BED SYSTEM
1067049 | Beds, Electric | Beds | Beds, Electric | Active | MSH | MSH | 5 | ICU | ICU | HILL-ROM CO INC | P7500A | X354AW9672 | 2023-05-09 | 35000 |  | HILL-ROM BED SYSTEM
1067050 | Beds, Electric | Beds | Beds, Electric | Active | MSH | MSH | 5 | ICU | ICU | HILL-ROM CO INC | P7500A | X056AW5705 | 2023-05-09 | 35000 |  | HILL-ROM BED SYSTEM
1067051 | Beds, Electric | Beds | Beds, Electric | Active | MSH | MSH | 5 | ICU | ICU | HILL-ROM CO INC | P7500A | X056AW5701 | 2023-05-09 | 35000 |  | HILL-ROM BED SYSTEM
1067052 | Beds, Electric | Beds | Beds, Electric | Active | MSH | MSH | 5 | ICU | ICU | HILL-ROM CO INC | P7500A | X056AW5703 | 2023-05-09 | 35000 |  | HILL-ROM BED SYSTEM
1067053 | Variable Speed Air Supply Unit | Variable Speed Air Supply Unit | Variable Speed Air Supply Unit | Active | MSH | MSH | 11N | Nursing 11N Medicine | 11 North - 11 North | HoverTech | HTAIR1200 | 2M0602892 | 2023-05-09 | 974 | 2024-05-09
1067061 | Breathing System | Anesthesia Units | Anesthesia Units | Active | MSH | MSH | 15U | Resp Therapy (Anesthesia) | L&D | Draeger Medical Canada | Zeus IE | ASJD-0019 | 2016-06-23 | 119000 |  | Breathing System block 1
1067117 | Transducer, Fetal Monitoring | Transducer | Transducer, Fetal Monitoring | Active | MSH | MSH | 15U | Obstetrical Suite (L&D) | 15th Floor - University Side | Philips Healthcare | M2736A | DE43389226 | 2017-08-11
1067118 | Transducer, Fetal Monitoring | Transducer | Transducer, Fetal Monitoring | Active | MSH | MSH | 15U | Obstetrical Suite (L&D) | 15th Floor - University Side | Philips Healthcare | M2736A | DE43388971 | 2017-08-11
1067157 | Monitors, Vital Signs | Monitors, Vital Signs | Monitors, Vital Signs | Active | BH | BH | 6S | Bridgepoint | 6th Floor - South Side | Welch Allyn | 74MT | 100038590523 | 2022-09-05 |  | 2020-02-15 | Cart/Trolley Serial Number: 100068995117 PO# 7201158210 $799.51
1067158 | Monitors, Vital Signs | Monitors, Vital Signs | Monitors, Vital Signs | Active | BH | BH | 6S | Bridgepoint | 6th Floor - South Side | Welch Allyn | 74MT | 100090750523 | 2022-09-05 |  | 2020-02-15 | Cart/Trolley Serial Number: 100068995117 PO# 7201158210 $799.51
1067160 | Monitors, Vital Signs | Monitors, Vital Signs | Monitors, Vital Signs | Active | BH | BH | 6N | Bridgepoint | 6th Floor - North Side | Welch Allyn | 74MT | 100038590523 | 2022-09-05 |  | 2020-02-15 | Cart/Trolley Serial Number: 100068995117 PO# 7201158210 $799.51
1067164 | CALIBRATORS, RESPIRATORY THERAPY UN | Calibrators | CALIBRATORS, RESPIRATORY THERAPY UN | Active | MSH | MSH | 18 | Biomedical Engineering | Biomed shop 18th | AMETEK Measurement & Calibration Technology Division | PK2-500CM-SS - Deadweight Tester | 88975 | 2023-05-30 |  | 2024-05-30 | Distributed by APEX INSTRUMENTS INC 7200 E Dry Creek Rd, Suite C-102 Centennial, CO 80112 APEX-Instruments.com Office: 303-804-0667 Cell: 678-327-6446 Fax: 303-221-0058
1067170 | Sphygmomanometers, Aneroid | Sphygmomanometers | Sphygmomanometers, Aneroid | Active | MSH | MSH | 11N | Nursing 11N Medicine | 11th Floor - North Side | Welch Allyn | CE0297 | 230417142640 | 2023-06-01 |  | 2024-06-01
1067171 | Sphygmomanometers, Aneroid | Sphygmomanometers | Sphygmomanometers, Aneroid | Active | MSH | MSH | 11N | Nursing 11N Medicine | 11th Floor - North Side | Welch Allyn | CE0297 | 230417152140 | 2023-06-01
1067172 | Sphygmomanometers, Aneroid | Sphygmomanometers | Sphygmomanometers, Aneroid | Active | MSH | MSH | 11N | Nursing 11N Medicine | 11th Floor - North Side | Welch Allyn | CE0297 | 230417150520 | 2023-06-01
1067216 | Detectors, Blood Flow, Ultrasonic | SH Detectors | Detectors, Blood Flow, Ultrasonic | Active | MSH | MSH | 16U | Cath Lab | 16th Floor - CATH LAB | SummitDoppler | L150 | 2023020009 | 2023-06-07 |  | 2024-06-07 | 8 MHz doppler included.
1067241 | Breathing System | Anesthesia Units | Anesthesia Units | Active | MSH | MSH | 7 | Resp Therapy (Anesthesia) | OR | Draeger Medical Canada | Zeus IE | ASNK-0031 | 2021-03-01 |  | 2022-03-01 | Label #28 BREATHING SYSTEM ONLY SN Cover ASNJ-0020 Safety Valve ASNJ-0001
1067244 | Thermometers, Electronic | Thermometers | Thermometers, Electronic | Active | MSH | MSH | 17M | PNAC | PNAC | Welch Allyn | 692-Sure Temp Plus | (21)23108176 | 2023-06-14 |  | 2026-06-14
1067245 | Thermometers, Electronic | Thermometers | Thermometers, Electronic | Active | MSH | MSH | 17M | PNAC | PNAC | Welch Allyn | 692-Sure Temp Plus | (21)23111395 | 2023-06-14 |  | 2026-06-14
1067246 | Thermometers, Electronic | Thermometers | Thermometers, Electronic | Active | MSH | MSH | 15M | Nursing 15 Murray/Antenatal | Antenatal | Welch Allyn | 692-Sure Temp Plus | (21)23082214 | 2023-06-14 |  | 2026-06-14
1067247 | Thermometers, Electronic | Thermometers | Thermometers, Electronic | Active | MSH | MSH | 15M | Nursing 15 Murray/Antenatal | Antenatal | Welch Allyn | 692-Sure Temp Plus | (21)23108180 | 2023-06-14 |  | 2026-06-14
1067248 | Thermometers, Electronic | Thermometers | Thermometers, Electronic | Active | MSH | MSH | 15M | Nursing 15 Murray/Antenatal | Antenatal | Welch Allyn | 692-Sure Temp Plus | (21)23108175 | 2023-06-14 |  | 2026-06-14
1067249 | Thermometers, Electronic | Thermometers | Thermometers, Electronic | Active | MSH | MSH | 15M | Nursing 15 Murray/Antenatal | Antenatal | Welch Allyn | 692-Sure Temp Plus | (21)23082166 | 2023-06-14 |  | 2026-06-14
1067250 | Thermometers, Electronic | Thermometers | Thermometers, Electronic | Active | MSH | MSH | 16M | Mother & Baby | 16th MBU | Welch Allyn | 692-Sure Temp Plus | (21)23082200 | 2023-06-14 |  | 2026-06-14
1067251 | Thermometers, Electronic | Thermometers | Thermometers, Electronic | Active | MSH | MSH | 16M | Mother & Baby | 16th MBU | Welch Allyn | 692-Sure Temp Plus | (21)23082189 | 2023-06-14 |  | 2026-06-14
1067252 | Thermometers, Electronic | Thermometers | Thermometers, Electronic | Active | MSH | MSH | 16M | Mother & Baby | 16th MBU | Welch Allyn | 692-Sure Temp Plus | (21)21463028 | 2023-06-14 |  | 2026-06-14
1067253 | Thermometers, Electronic | Thermometers | Thermometers, Electronic | Active | MSH | MSH | 16M | Mother & Baby | 16th MBU | Welch Allyn | 692-Sure Temp Plus | (21)23108184 | 2023-06-14 |  | 2026-06-14
1067261 | Monitors, Vital Signs | Monitors, Vital Signs | Monitors, Vital Signs | Active | BH | BH | 8N | Bridgepoint | 8th Floor - North Side | Welch Allyn | 74MT | 1 | 2022-09-05 |  | 2020-02-15 | Cart/Trolley Serial Number: 100068995117 PO# 7201158210 $799.51
1067262 | Monitors, Vital Signs | Monitors, Vital Signs | Monitors, Vital Signs | Active | BH | BH | 8N | Bridgepoint | 8th Floor - North Side | Welch Allyn | 74MT | 1 | 2022-09-05 |  | 2020-02-15 | Cart/Trolley Serial Number: 100068995117 PO# 7201158210 $799.51
1067294 | Scales, Patient, Floor | Scales | Scales, Patient, Floor | Active | MSH | MSH | 3 | Emergency | Emergency | HEALTH O METER INC | 597KL | 597T016160 | 2023-06-20 |  | 2023-11-09 | Purchased form Medical Mart.
1067302 | Breathing System | Anesthesia Units | Anesthesia Units | Active | MSH | MSH | 7 | Resp Therapy (Anesthesia) | OR | Draeger Medical Canada | Zeus IE | ASJC-0049 | 2016-06-23 | 119000 |  | Breathing System block
1067317 | Food Pump | Food Pump | Food Pump | Active | MSH | MSH | MSH | Nutrition | 17 Murray | Covidien | 482400S | C18225456 | 2023-06-26 | 2001 | 2012-01-18 | Serial Number: C17174897 replaced by Serial Number: C19269370
1067320 | Scales, Patient, Floor | Scales | Scales, Patient, Floor | Active | MSH | MSH | 5 | ICU | ICU | HEALTH O METER INC | 654-2101KL | 2101E012201162 | 2023-06-28 | 0 | 2024-06-28
1067324 | Thermometers, Electronic | Thermometers | Thermometers, Electronic | Active | MSH | 60MURR | 4 | Family Practice Clinic | 4th Floor | Welch Allyn | 692-Sure Temp Plus | 2117109010 | 2023-06-28
1067326 | Detectors, Blood Flow, Ultrasonic | SH Detectors | Detectors, Blood Flow, Ultrasonic | Active | MSH | 60MURR | 4 | Family Practice Clinic | 4th Floor | WALLACH SURGICAL DEVICES INC | L250 | 2018030098 | 2023-06-28
1067334 | Scales, Patient, Floor | Scales | Scales, Patient, Floor | Active | MSH | MSH | 3 | Emergency | Emergency | HEALTH O METER INC | 654-2101KL | 2101ER34240094 | 2023-06-30 | 0 | 2024-06-30 | This scale was found before it was disposed by RPO. Scale was found brand new and assembled. No PO SN updated from 2101E082201192 to 2101ER34240094 Sept 11, 2024
1067336 | Monitors, Vital Signs | Monitors, Vital Signs | Monitors, Vital Signs | Active | MSH | MSH | 11N | Nursing 11N Medicine | 11th Floor - North Side | MASIMO | V5000S-25107 | MXL22628NZ | 2023-07-04
1067337 | Ventilators, Intensive Care, Neonatal/Pediatric | Ventilators | Ventilators, Intensive Care, Neonatal/Pediatric | Active | MSH | MSH | 17U | Respiratory Therapy | 17th Floor - University Side | MAQUET CRITICAL CARE | Servo-N 6688600 | 3922 | 2023-07-04 |  | 2024-07-04 | Updated to Rev 4.4
1067338 | Ventilators, Intensive Care, Neonatal/Pediatric | Ventilators | Ventilators, Intensive Care, Neonatal/Pediatric | Active | MSH | MSH | 17U | Respiratory Therapy | 17th Floor - University Side | MAQUET CRITICAL CARE | Servo-N 6688600 | 3923 | 2023-07-04 |  | 2024-07-04 | Updated to Rev 4.4
1067339 | Ventilators, Intensive Care, Neonatal/Pediatric | Ventilators | Ventilators, Intensive Care, Neonatal/Pediatric | Active | MSH | MSH | 17U | Respiratory Therapy | 17th Floor - University Side | MAQUET CRITICAL CARE | Servo-N 6688600 | 3924 | 2023-07-04 |  | 2024-07-04 | Updated to Rev 4.4
1067340 | Ventilators, Intensive Care, Neonatal/Pediatric | Ventilators | Ventilators, Intensive Care, Neonatal/Pediatric | Active | MSH | MSH | 17U | Respiratory Therapy | 17th Floor - University Side | MAQUET CRITICAL CARE | Servo-N 6688600 | 3925 | 2023-07-04 |  | 2024-07-04 | Updated to Rev 4.4
1067341 | Ventilators, Intensive Care, Neonatal/Pediatric | Ventilators | Ventilators, Intensive Care, Neonatal/Pediatric | Active | MSH | MSH | 17U | Respiratory Therapy | 17th Floor - University Side | MAQUET CRITICAL CARE | Servo-N 6688600 | 3926 | 2023-07-04 |  | 2024-07-04 | Updated to Rev 4.4
1067342 | Ventilators, Intensive Care, Neonatal/Pediatric | Ventilators | Ventilators, Intensive Care, Neonatal/Pediatric | Active | MSH | MSH | 17U | Respiratory Therapy | 17th Floor - University Side | MAQUET CRITICAL CARE | Servo-N 6688600 | 3927 | 2023-07-04 |  | 2024-07-04 | Updated to Rev 4.4
1067344 | Thermometers | Thermometers | Thermometers | Active | MSH | MSH | 17U | NICU | 17 - University | Covidien | Filac 3000 AD | (21)A1957273X | 2023-07-05 |  |  | Thermometer was not in TMS, created a new asset and asset sticker
1067349 | Scales, Infant | Scales | Scales, Infant | Active | MSH | 60MURR | 4 | Family Practice Clinic | 4th Floor | SCALE-TRONIX INC | 4802D-AX-XB | U107222231597 | 2023-07-06 |  | 2024-07-06 | Vendor: Global Medical Products Inc. Purchased wth no cart
1067351 | Irrigation Console | Irrigation Console | Irrigation Console | Active | MSH | MSH | 6 | Endoscopy | ENDO Emerg Cart | ERBE MEDICAL INSTRUMENTS INC | EIP 2 | 12285114 | 2022-10-14 |  | 2023-10-14
1067352 | ENDOSCOPE POSITION DETECTING UNIT-scope guide | ENDOSCOPE POSITION DETECTING UNIT | ENDOSCOPE POSITION DETECTING UNIT | Active | MSH | MSH | 6 | Endoscopy | 6th Floor, Endoscopy Room #2 | OLYMPUS CORP MEDICAL INSTRUMENT DIV | UPD-3 | 7210849 | 2021-05-27 |  | 2022-05-27 | Unit consists of UPD-3 KIT with (MAJ-1898, MAJ-1948)
1067353 | ENDOSCOPE POSITION DETECTING UNIT-scope guide | ENDOSCOPE POSITION DETECTING UNIT | ENDOSCOPE POSITION DETECTING UNIT | Active | MSH | MSH | 6 | Endoscopy | 6th Floor, Endoscopy Room #4 | OLYMPUS CORP MEDICAL INSTRUMENT DIV | UPD-3 | 7804492 | 2021-05-27 |  | 2022-05-27 | Unit consists of UPD-3 KIT with (MAJ-1898, MAJ-1948)
1067354 | LCD, DISPLAY, PATIENT MONITOR | LCD | LCD, DISPLAY, PATIENT MONITOR | Active | MSH | MSH | 6 | Endoscopy | 6, ENDO room#4 | OLYMPUS CORP MEDICAL INSTRUMENT DIV | OEV262H | 4719059 | 2018-04-03 |  | 2000-04-22 | this monitor did not have asset tag and created for database there is no information on correct Po or date of warranty
1067355 | LCD, DISPLAY, PATIENT MONITOR | LCD | LCD, DISPLAY, PATIENT MONITOR | Active | MSH | MSH | 6 | Endoscopy | 6, ENDO room#3 | OLYMPUS CORP MEDICAL INSTRUMENT DIV | OEV262H | 7418889 | 2018-04-03 |  | 2000-04-22 | this monitor did not have asset tag and created for database there is no information on correct Po or date of warranty
1067372 | Breathing System | Anesthesia Units | Anesthesia Units | Active | MSH | MSH | 7 | Resp Therapy (Anesthesia) | OR | Draeger Medical Canada | Zeus IE | ASJC-0004 | 2016-05-30 |  |  | BREATHING SYSTEM ONLY, device labelled #22. SN Cover ASHL-0018 Safety Valve ASHN-0055
1067373 | Wound Therapy Systems, Negative-Pressure | Negative-Pressure Wound Therapy Systems | Negative-Pressure Wound Therapy Systems | Active | BH | BH | CSR | Bridgepoint | Basement (CSR) | KCI Kinetic Concepts Inc | 60400 | VGBR40795 | 2023-07-11
1067382 | Air-oxygen Blender | Air-oxygen Blender | Air-oxygen Blender | Active | MSH | MSH | 17U | Respiratory Therapy | NICU | BIO MED DEVICES INC | 2003M | 039606BM | 2023-07-13 |  |  | MRI Blender for the MRI Incubator. Original Blender
1067426 | Headlights | Headlights | Headlights | Active | MSH | MSH | 3 | Emergency | Emergency | Sunoptics Surgical | SSL-LX2-LED Headlight | AL1707 | 2022-10-24 |  | 2025-10-24 | SURGI-ONE MEDICAL TECHNOLOGIES greg.horsman@surgi-one.com Includes: 1x SSL-2054BE-DBL battery 2x SSL-2054BE batteries Dual bay charger Carrying case
1067427 | Headlights | Headlights | Headlights | Active | MSH | MSH | 3 | Emergency | Emergency | Sunoptics Surgical | SSL-LX2-LED Headlight | AL1729 | 2022-10-24 |  | 2025-10-24 | SURGI-ONE MEDICAL TECHNOLOGIES greg.horsman@surgi-one.com Includes: 1x SSL-2054BE-DBL battery 2x SSL-2054BE batteries Dual bay charger Carrying case
1067436 | Wound Therapy Systems, Negative-Pressure | Negative-Pressure Wound Therapy Systems | Negative-Pressure Wound Therapy Systems | Active | MSH | MSH | 5 | ICU | ICU | KCI Kinetic Concepts Inc | 60400 | GAAK02662 | 2023-07-14 | 4325 | 2024-07-14 | Occlusion sensor recall# 2024110149 completed. Unit not affected by recall.
1067437 | Wound Therapy Systems, Negative-Pressure | Negative-Pressure Wound Therapy Systems | Negative-Pressure Wound Therapy Systems | Active | MSH | MSH | 11S | Nursing 11S Medicine | 11th Floor - South Side | KCI Kinetic Concepts Inc | 60400 | GAAK02664 | 2023-07-14 | 4325 | 2024-07-14 | Occlusion sensor recall# 2024110149 completed. Unit not affected by recall.
1067438 | Wound Therapy Systems, Negative-Pressure | Negative-Pressure Wound Therapy Systems | Negative-Pressure Wound Therapy Systems | Active | MSH | MSH | 10S | Nursing 10S Geriatrics | 10th Floor - South Side | KCI Kinetic Concepts Inc | 60400 | GAAK02665 | 2023-07-14 | 4325 | 2024-07-14
1067439 | Breathing System | Anesthesia Units | Anesthesia Units | Active | MSH | MSH | 7 | Resp Therapy (Anesthesia) | OR | Draeger Medical Canada | Zeus IE | ASJC-0020 | 2016-05-30 |  |  | BREATHING SYSTEM ONLY, device labelled #11. SN Cover ASHL-0041 Safety Valve ASHN-1558
1067440 | Breathing System | Anesthesia Units | Anesthesia Units | Active | MSH | MSH | 7 | Resp Therapy (Anesthesia) | OR | Draeger Medical Canada | Zeus IE | ASLH-0012 | 2019-01-01 |  |  | BREATHING SYSTEM ONLY, device labelled #24. SN Cover ASLL-0049 Safety Valve ASLJ-0098
1067441 | Transducer, Fetal Monitoring | Transducer | Transducer, Fetal Monitoring | Active | MSH | MSH | 15U | Obstetrical Suite (L&D) | 15th Floor - University Side | Philips Healthcare | 866076 | DE45001890 | 2017-04-12
1067480 | Monitors, Vital Signs | Monitors, Vital Signs | Monitors, Vital Signs | Active | BH | BH | 6N | Bridgepoint | 6th Floor - North Side | Welch Allyn | 74MT | 100029630423 | 2022-09-05 |  | 2020-02-15 | Cart/Trolley Serial Number: 100068995117 PO# 7201158210 $799.51
1067481 | Monitors, Vital Signs | Monitors, Vital Signs | Monitors, Vital Signs | Active | BH | BH | 6N | Bridgepoint | 6th Floor - North Side | Welch Allyn | 74MT | 1 | 2022-09-05 |  | 2020-02-15 | Cart/Trolley Serial Number: 100068995117 PO# 7201158210 $799.51
1067482 | Monitors, Vital Signs | Monitors, Vital Signs | Monitors, Vital Signs | Active | BH | BH | 6N | Bridgepoint | 6th Floor - North Side | Welch Allyn | 74MT | 1 | 2022-09-05 |  | 2020-02-15 | Cart/Trolley Serial Number: 100068995117 PO# 7201158210 $799.51
1067483 | NAS DS923+ | Server | Server, Serial | Active | MSH | MSH | 1 | Biomedical Engineering | Biomed | Philips Healthcare |  | 22B0TQRKC8FXE | 2023-08-02 |  | 2024-08-02
1067498 | Variable Speed Air Supply Unit | Variable Speed Air Supply Unit | Variable Speed Air Supply Unit | Active | MSH | MSH | 15M | Nursing 15 Murray/Antenatal | 15th Floor - Murray Side | HoverTech | HTAIR1200 | SNC102677 | 2023-08-04
1067500 | Microscopes | Microscopes | Microscopes | Active | MSH | MSH | 4 | ENT Clinic | 413 | LEICA CANADA INC. | M320 F12 | 290323001 | 2023-08-04
1067501 | Thermometers | Thermometers | Thermometers | Active | MSH | MSH | 17U | NICU | NICU | Covidien | Filac 3000 AD | A1956314X | 2023-08-08
1067508 | Variable Speed Air Supply Unit | Variable Speed Air Supply Unit | Variable Speed Air Supply Unit | Active | MSH | MSH | 10N | Nursing 10N Geriatrics | 10th Floor - North Side | HoverTech | HTAIR1200 | SN2G110061 | 2023-08-09
1067509 | Variable Speed Air Supply Unit | Variable Speed Air Supply Unit | Variable Speed Air Supply Unit | Active | MSH | MSH | 15U | Obstetrical Suite (L&D) | OR #4 (L&D) | HoverTech | HTAIR1200 | SN2I081129 | 2023-08-09 |  |  | Located in OR 4 (L&D)
1067511 | Variable Speed Air Supply Unit | Variable Speed Air Supply Unit | Variable Speed Air Supply Unit | Active | MSH | MSH | 15U | Obstetrical Suite (L&D) | OR #2 (L&D) | HoverTech | HTAIR1200 | SN2C102565 | 2023-08-10 |  |  | Located in OR 2 (L&D)
1067515 | UTN PRO server- License Server | Server | Server, Serial | Active | MSH | MSH | 1 | Biomedical Engineering | Biomed | MASIMO |  | 30520211100282 | 2023-08-11 |  |  | HW Version: 2.1
1067564 | RESPIRATORY THERAPY EQUIPMENT | RESPIRATORY THERAPY EQUIPMENT | RESPIRATORY THERAPY EQUIPMENT | Active | MSH | MSH | 5 | ICU | R.T. ICU | Philips Respironics Inc | 1098159 - CoughAssist E70 | F32785424A4FA | 2023-08-22 |  | 2024-08-22 | Rechargeable battery installed
1067567 | Pumps, Endoscopy Flushing-Irrigation | Pumps | Pumps, Endoscopy Flushing | Active | MSH | MSH | 6 | Endoscopy | Endoscopy Room #4 | OLYMPUS CORP MEDICAL INSTRUMENT DIV | OFP-2 | 21601288 | 2023-08-24 |  | 2024-08-24
1067568 | Pumps, Endoscopy Flushing-Irrigation | Pumps | Pumps, Endoscopy Flushing | Active | MSH | MSH | 6 | Endoscopy | Endoscopy Room #3 | OLYMPUS CORP MEDICAL INSTRUMENT DIV | OFP-2 | 21202321 | 2023-08-24 |  | 2024-08-24
1067569 | Pumps, Endoscopy Flushing-Irrigation | Pumps | Pumps, Endoscopy Flushing | Active | MSH | MSH | 6 | Endoscopy | Endoscopy Room #1 | OLYMPUS CORP MEDICAL INSTRUMENT DIV | OFP-2 | 21126756 | 2023-08-24 |  | 2024-08-24
1067570 | Pumps, Endoscopy Flushing-Irrigation | Pumps | Pumps, Endoscopy Flushing | Active | MSH | MSH | 6 | Endoscopy | Endoscopy Room #2 | OLYMPUS CORP MEDICAL INSTRUMENT DIV | OFP-2 | 21123682 | 2023-08-24 |  | 2024-08-24
1067571 | Pumps, Endoscopy Flushing-Irrigation | Pumps | Pumps, Endoscopy Flushing | Active | MSH | MSH | 6 | Endoscopy | Endoscopy Emerge Cart | OLYMPUS CORP MEDICAL INSTRUMENT DIV | OFP-2 | 22227400 | 2022-10-18 |  | 2023-10-18
1067589 | Warming Units, Patient, Radiant, Infant, Mobile | Warming Units | Warming Units, Patient, Radiant, Infant, Mobile | Active | MSH | MSH | 17U | NICU | NICU | GE Healthcare | Panda iRes | PBWC72041 | 2023-08-29 | 35000 | 2024-08-29
1067591 | Warming Units, Patient, Radiant, Infant, Mobile | Warming Units | Warming Units, Patient, Radiant, Infant, Mobile | Active | MSH | MSH | 17U | NICU | NICU | GE Healthcare | Panda iRes | PBWC72065 | 2023-08-29 | 35000 | 2024-08-29
1067598 | Breathing System | Anesthesia Units | Anesthesia Units | Active | MSH | MSH | 7 | Resp Therapy (Anesthesia) | OR | Draeger Medical Canada | Zeus IE | ASJC-0051 | 2016-05-30 |  |  | BREATHING SYSTEM ONLY, device labelled #2 SN Cover ASHL-0027 Safety Valve ASHN-0086
1067604 | Scanning Systems, Ultrasonic | Scanning Systems | Scanning Systems, Ultrasonic | Active | MSH | MSH | 3 | JDMI - Ultrasound | 3rd (Main) Floor | Canon | TUS-A500 - Aplio 500 | 0 | 2023-08-30
1067761 | Flowmeters, Gas | Flowmeters | Flowmeters, Gas | Active | MSH | MSH | 1 | Biomedical Engineering | 1st Floor | OMEGA ENGINEERING INC |  | 453877 | 2023-08-30
1067763 | ELECTROCARDIOGRAPHS, MULTI-CHANNEL | Electrocardiographs | Electrocardiographs, Multichannel | Active | MSH | MSH | 12N | General Oncology Clinic | 12 Oncology | Philips Healthcare | 860315 - TC70 | US82338171 | 2019-03-18 | 18450 | 2024-09-06 | Cart set up with Research Oncology profile. No access to iECG or inboxes. Uses 8 pin class B PIM and PIM data cable. Prints 2 copies.
1067764 | Pumps, Endoscopy Flushing-Irrigation | Pumps | Pumps, Endoscopy Flushing | Active | MSH | MSH | 6 | Endoscopy | ENDO | OLYMPUS CORP MEDICAL INSTRUMENT DIV | OFP-2 | 22233295 | 2023-08-24 |  | 2024-09-06 | Performed Safety tests and passed
1067765 | Pumps, Endoscopy Flushing-Irrigation | Pumps | Pumps, Endoscopy Flushing | Active | MSH | MSH | 6 | Endoscopy | ENDO | OLYMPUS CORP MEDICAL INSTRUMENT DIV | OFP-2 | 21126432 | 2023-08-24 |  | 2024-09-06 | Performed Safety tests and passed
1067766 | Pumps, Endoscopy Flushing-Irrigation | Pumps | Pumps, Endoscopy Flushing | Active | MSH | MSH | 6 | Endoscopy | ENDO | OLYMPUS CORP MEDICAL INSTRUMENT DIV | OFP-2 | 21123803 | 2023-08-24 |  | 2024-09-06 | Performed Safety tests and passed
1067767 | VIO TEST box- 20100-102 | Resistivity Meters | Resistivity Meters | Active | MSH | MSH | 1 | Endoscopy | 1st Floor | ERBE MEDICAL INSTRUMENTS INC | VIO-TESTBOX-20100-102 | 11525582 | 2023-09-06 |  | 2024-09-06 | Tester
1067768 | VIO TEST box- 20100-101 | Resistivity Meters | Resistivity Meters | Active | MSH | MSH | 1 | Endoscopy | 1st Floor | ERBE MEDICAL INSTRUMENTS INC | VIO-TESTBOX-20100-101 | 11523008 | 2023-09-06 |  | 2024-09-06 | Tester
1067803 | Humidifiers | Humidifiers | Humidifiers | Active | BH | BH | RT | Respiratory Therapy | Respiratory Therapy | FISHER PAYKEL | PT101US | 1 | 2021-01-01 |  | 2021-06-02 | Vendor: FISHER & PAYKEL HEALTHCARE 2045 BOUL DAGENAIS O SUITE 180 LAVAL, QC USA Phone:9494534000 Fax:9494534001
1067804 | Humidifiers | Humidifiers | Humidifiers | Active | BH | BH | RT | Respiratory Therapy | Respiratory Therapy | FISHER PAYKEL | PT101US | 1 | 2021-01-01 |  | 2021-06-02 | Vendor: FISHER & PAYKEL HEALTHCARE 2045 BOUL DAGENAIS O SUITE 180 LAVAL, QC USA Phone:9494534000 Fax:9494534001
1067805 | Humidifiers | Humidifiers | Humidifiers | Active | BH | BH | RT | Respiratory Therapy | Respiratory Therapy | FISHER PAYKEL | PT101US | 1 | 2021-01-01 |  | 2021-06-02 | Vendor: FISHER & PAYKEL HEALTHCARE 2045 BOUL DAGENAIS O SUITE 180 LAVAL, QC USA Phone:9494534000 Fax:9494534001
1067806 | Humidifiers | Humidifiers | Humidifiers | Active | BH | BH | RT | Respiratory Therapy | Respiratory Therapy | FISHER PAYKEL | PT101US | 1 | 2021-01-01 |  | 2021-06-02 | Vendor: FISHER & PAYKEL HEALTHCARE 2045 BOUL DAGENAIS O SUITE 180 LAVAL, QC USA Phone:9494534000 Fax:9494534001
1067807 | Humidifiers | Humidifiers | Humidifiers | Active | BH | BH | RT | Respiratory Therapy | Respiratory Therapy | FISHER PAYKEL | PT101US | 1 | 2021-01-01 |  | 2021-06-02 | Vendor: FISHER & PAYKEL HEALTHCARE 2045 BOUL DAGENAIS O SUITE 180 LAVAL, QC USA Phone:9494534000 Fax:9494534001
1067808 | Humidifiers | Humidifiers | Humidifiers | Active | BH | BH | RT | Respiratory Therapy | Respiratory Therapy | FISHER PAYKEL | PT101US | 1 | 2021-01-01 |  | 2021-06-02 | Vendor: FISHER & PAYKEL HEALTHCARE 2045 BOUL DAGENAIS O SUITE 180 LAVAL, QC USA Phone:9494534000 Fax:9494534001
1067809 | Humidifiers | Humidifiers | Humidifiers | Active | BH | BH | RT | Respiratory Therapy | Respiratory Therapy | FISHER PAYKEL | PT101US | 1 | 2021-01-01 |  | 2021-06-02 | Vendor: FISHER & PAYKEL HEALTHCARE 2045 BOUL DAGENAIS O SUITE 180 LAVAL, QC USA Phone:9494534000 Fax:9494534001
1067810 | Humidifiers | Humidifiers | Humidifiers | Active | BH | BH | RT | Respiratory Therapy | Respiratory Therapy | FISHER PAYKEL | PT101US |  | 2021-01-01 |  | 2021-06-02 | Vendor: FISHER & PAYKEL HEALTHCARE 2045 BOUL DAGENAIS O SUITE 180 LAVAL, QC USA Phone:9494534000 Fax:9494534001
1067811 | Humidifiers | Humidifiers | Humidifiers | Active | BH | BH | RT | Respiratory Therapy | Respiratory Therapy | FISHER PAYKEL | PT101US | 1 | 2021-01-01 |  | 2021-06-02 | Vendor: FISHER & PAYKEL HEALTHCARE 2045 BOUL DAGENAIS O SUITE 180 LAVAL, QC USA Phone:9494534000 Fax:9494534001
1067812 | Humidifiers | Humidifiers | Humidifiers | Active | BH | BH | RT | Respiratory Therapy | Respiratory Therapy | FISHER PAYKEL | PT101US | 1 | 2021-01-01 |  | 2021-06-02 | Vendor: FISHER & PAYKEL HEALTHCARE 2045 BOUL DAGENAIS O SUITE 180 LAVAL, QC USA Phone:9494534000 Fax:9494534001
1067813 | Humidifiers | Humidifiers | Humidifiers | Active | BH | BH | RT | Respiratory Therapy | Respiratory Therapy | FISHER PAYKEL | PT101US | 1 | 2021-01-01 |  | 2021-06-02 | Vendor: FISHER & PAYKEL HEALTHCARE 2045 BOUL DAGENAIS O SUITE 180 LAVAL, QC USA Phone:9494534000 Fax:9494534001
1067815 | Breathing System | Anesthesia Units | Anesthesia Units | Active | MSH | MSH | 7 | Resp Therapy (Anesthesia) | OR | Draeger Medical Canada | Zeus IE | ASJC-0005 | 2016-05-30 |  |  | BREATHING SYSTEM ONLY, device labelled #6 SN Cover ASHL-0019 Safety Valve ASHK-0067
1067816 | Thermometers, Electronic, Thermistor/Thermocouple, Patient | Thermometers | Thermometers, Electronic, Thermistor/Thermocouple, Patient | Active | MSH | MSH | 17U | NICU | NICU | Cardinal Health Canada Inc | Filac 3000 AD | A2060287x | 2023-09-11 | 249 |  | THERMOMETER - 3 YEARS WARRANTY, AND PROBE- 1 YEAR WARRANTY
1067824 | Breathing System | Anesthesia Units | Anesthesia Units | Active | MSH | MSH | 7 | Resp Therapy (Anesthesia) | OR | Draeger Medical Canada | Zeus IE | ASJC-0035 | 2016-05-30 |  |  | BREATHING SYSTEM ONLY, device labelled #8 SN Cover ASHL-0056 Safety Valve ASHN-0085
1067836 | Sphygmomanometers, Aneroid | Sphygmomanometers | Sphygmomanometers, Aneroid | Active | MSH | MSH | 3 | Emergency | Emergency | Welch Allyn | 7670-01 | 220408120320 | 2023-09-14 |  | 2024-09-14
1067837 | Sphygmomanometers, Aneroid | Sphygmomanometers | Sphygmomanometers, Aneroid | Active | MSH | MSH | 3 | Emergency | Emergency | Welch Allyn | 7670-01 | 220408112930 | 2023-09-14 |  | 2024-09-14
1067838 | Sphygmomanometers, Aneroid | Sphygmomanometers | Sphygmomanometers, Aneroid | Active | MSH | MSH | 3 | Emergency | Emergency | Welch Allyn | 7670-01 | 220408105540 | 2023-09-14 |  | 2024-09-14
1067839 | Sphygmomanometers, Aneroid | Sphygmomanometers | Sphygmomanometers, Aneroid | Active | MSH | MSH | 3 | Emergency | Emergency | Welch Allyn | 7670-01 | 220408135230 | 2023-09-14 |  | 2024-09-14
1067840 | Sphygmomanometers, Aneroid | Sphygmomanometers | Sphygmomanometers, Aneroid | Active | MSH | MSH | 3 | Emergency | Emergency | Welch Allyn | 7670-01 | 220408105020 | 2023-09-14 |  | 2024-09-14
1067841 | Sphygmomanometers, Aneroid | Sphygmomanometers | Sphygmomanometers, Aneroid | Active | MSH | MSH | 3 | Emergency | Emergency | Welch Allyn | 7670-01 | 220408130350 | 2023-09-14 |  | 2024-09-14
1067842 | Sphygmomanometers, Aneroid | Sphygmomanometers | Sphygmomanometers, Aneroid | Active | MSH | MSH | 3 | Emergency | Emergency | Welch Allyn | 7670-01 | 220408131210 | 2023-09-14 |  | 2024-09-14
1067843 | Sphygmomanometers, Aneroid | Sphygmomanometers | Sphygmomanometers, Aneroid | Active | MSH | MSH | 3 | Emergency | Emergency | Welch Allyn | 7670-01 | 220408113640 | 2023-09-14 |  | 2024-09-14
1067844 | Sphygmomanometers, Aneroid | Sphygmomanometers | Sphygmomanometers, Aneroid | Active | MSH | MSH | 3 | Emergency | Emergency | Welch Allyn | 7670-01 | 220408130240 | 2023-09-14 |  | 2024-09-14
1067845 | Sphygmomanometers, Aneroid | Sphygmomanometers | Sphygmomanometers, Aneroid | Active | MSH | MSH | 3 | Emergency | Emergency | Welch Allyn | 7670-01 | 220408131320 | 2023-09-14 |  | 2024-09-14
1067846 | Sphygmomanometers, Aneroid | Sphygmomanometers | Sphygmomanometers, Aneroid | Active | MSH | MSH | 3 | Emergency | Emergency | Welch Allyn | 7670-01 | 220408130900 | 2023-09-14 |  | 2024-09-14
1067847 | Sphygmomanometers, Aneroid | Sphygmomanometers | Sphygmomanometers, Aneroid | Active | MSH | MSH | 3 | Emergency | Emergency | Welch Allyn | 7670-01 | 220408105140 | 2023-09-14 |  | 2024-09-14
1067848 | Sphygmomanometers, Aneroid | Sphygmomanometers | Sphygmomanometers, Aneroid | Active | MSH | MSH | 3 | Emergency | Emergency | Welch Allyn | 7670-01 | 220408132420 | 2023-09-14 |  | 2024-09-14
1067849 | Sphygmomanometers, Aneroid | Sphygmomanometers | Sphygmomanometers, Aneroid | Active | MSH | MSH | 3 | Emergency | Emergency | Welch Allyn | 7670-01 | 220408112650 | 2023-09-14 |  | 2024-09-14
1067850 | Sphygmomanometers, Aneroid | Sphygmomanometers | Sphygmomanometers, Aneroid | Active | MSH | MSH | 3 | Emergency | Emergency | Welch Allyn | 7670-01 | 220408113040 | 2023-09-14 |  | 2024-09-14
1067851 | Sphygmomanometers, Aneroid | Sphygmomanometers | Sphygmomanometers, Aneroid | Active | MSH | MSH | 3 | Emergency | Emergency | Welch Allyn | 7670-01 | 220408124040 | 2023-09-14 |  | 2024-09-14
1067852 | Sphygmomanometers, Aneroid | Sphygmomanometers | Sphygmomanometers, Aneroid | Active | MSH | MSH | 3 | Emergency | Emergency | Welch Allyn | 7670-01 | 220408130730 | 2023-09-14 |  | 2024-09-14
1067853 | Sphygmomanometers, Aneroid | Sphygmomanometers | Sphygmomanometers, Aneroid | Active | MSH | MSH | 3 | Emergency | Emergency | Welch Allyn | 7670-01 | 220408104320 | 2023-09-14 |  | 2024-09-14
1067854 | Sphygmomanometers, Aneroid | Sphygmomanometers | Sphygmomanometers, Aneroid | Active | MSH | MSH | 3 | Emergency | Emergency | Welch Allyn | 7670-01 | 220408115810 | 2023-09-14 |  | 2024-09-14
1067855 | Sphygmomanometers, Aneroid | Sphygmomanometers | Sphygmomanometers, Aneroid | Active | MSH | MSH | 3 | Emergency | Emergency | Welch Allyn | 7670-01 | 220408134710 | 2023-09-14 |  | 2024-09-14
1067856 | Sphygmomanometers, Aneroid | Sphygmomanometers | Sphygmomanometers, Aneroid | Active | MSH | MSH | 3 | Emergency | Emergency | Welch Allyn | 7670-01 | 220408102910 | 2023-09-14 |  | 2024-09-14
1067857 | Ophthalmoscope/Otoscopes | Ophthalmoscope/Otoscopes | Ophthalmoscope/Otoscopes | Active | MSH | MSH | 3 | Emergency | Emergency | Amico | DS-UDM-2 | DS15194EJ | 2023-09-14 |  | 2030-09-14 | Warranty 7 years for diagnostic station, 3 years for instrument heads
1067858 | Ophthalmoscope/Otoscopes | Ophthalmoscope/Otoscopes | Ophthalmoscope/Otoscopes | Active | MSH | MSH | 3 | Emergency | Emergency | Amico | DS-UDM-2 | DS15192EJ | 2023-09-14 |  | 2030-09-14 | Warranty 7 years for diagnostic station, 3 years for instrument heads
1067859 | Ophthalmoscope/Otoscopes | Ophthalmoscope/Otoscopes | Ophthalmoscope/Otoscopes | Active | MSH | MSH | 3 | Emergency | Emergency | Amico | DS-UDM-2 | DS15193EJ | 2023-09-14 |  | 2030-09-14 | Warranty 7 years for diagnostic station, 3 years for instrument heads
1067860 | Ophthalmoscope/Otoscopes | Ophthalmoscope/Otoscopes | Ophthalmoscope/Otoscopes | Active | MSH | MSH | 3 | Emergency | Emergency | Amico | DS-UDM-2 | DS15183EJ | 2023-09-14 |  | 2030-09-14 | Warranty 7 years for diagnostic station, 3 years for instrument heads
1067861 | Ophthalmoscope/Otoscopes | Ophthalmoscope/Otoscopes | Ophthalmoscope/Otoscopes | Active | MSH | MSH | 3 | Emergency | Emergency | Amico | DS-UDM-2 | DS15195EJ | 2023-09-14 |  | 2030-09-14 | Warranty 7 years for diagnostic station, 3 years for instrument heads
1067862 | Ophthalmoscope/Otoscopes | Ophthalmoscope/Otoscopes | Ophthalmoscope/Otoscopes | Active | MSH | MSH | 3 | Emergency | Emergency | Amico | DS-UDM-2 | DS12682KH | 2023-09-14 |  | 2030-09-14 | Warranty 7 years for diagnostic station, 3 years for instrument heads
1067863 | Ophthalmoscope/Otoscopes | Ophthalmoscope/Otoscopes | Ophthalmoscope/Otoscopes | Active | MSH | MSH | 3 | Emergency | Emergency | Amico | DS-UDM-2 | DS11788JG | 2023-09-14 |  | 2030-09-14 | Warranty 7 years for diagnostic station, 3 years for instrument heads
1067864 | Ophthalmoscope/Otoscopes | Ophthalmoscope/Otoscopes | Ophthalmoscope/Otoscopes | Active | MSH | MSH | 3 | Emergency | Emergency | Amico | DS-UDM-2 | DS12681KH | 2023-09-14 |  | 2030-09-14 | Warranty 7 years for diagnostic station, 3 years for instrument heads
1067865 | Ophthalmoscope/Otoscopes | Ophthalmoscope/Otoscopes | Ophthalmoscope/Otoscopes | Active | MSH | MSH | 3 | Emergency | Emergency | Amico | DS-UDM-2 | DS11653JG | 2023-09-14 |  | 2030-09-14 | Warranty 7 years for diagnostic station, 3 years for instrument heads
1067866 | Ophthalmoscope/Otoscopes | Ophthalmoscope/Otoscopes | Ophthalmoscope/Otoscopes | Active | MSH | MSH | 3 | Emergency | Emergency | Amico | DS-UDM-2 | DS11630JG | 2023-09-14 |  | 2030-09-14 | Warranty 7 years for diagnostic station, 3 years for instrument heads
1067867 | Ophthalmoscope/Otoscopes | Ophthalmoscope/Otoscopes | Ophthalmoscope/Otoscopes | Active | MSH | MSH | 3 | Emergency | Emergency | Amico | DS-UDM-2 | DS11793JG | 2023-09-14 |  | 2030-09-14 | Warranty 7 years for diagnostic station, 3 years for instrument heads
1067868 | Ophthalmoscope/Otoscopes | Ophthalmoscope/Otoscopes | Ophthalmoscope/Otoscopes | Active | MSH | MSH | 3 | Emergency | Emergency | Amico | DS-UDM-2 | DS15187EJ | 2023-09-14 |  | 2030-09-14 | Warranty 7 years for diagnostic station, 3 years for instrument heads
1067869 | Ophthalmoscope/Otoscopes | Ophthalmoscope/Otoscopes | Ophthalmoscope/Otoscopes | Active | MSH | MSH | 3 | Emergency | Emergency | Amico | DS-UDM-2 | DS15190EJ | 2023-09-14 |  | 2030-09-14 | Warranty 7 years for diagnostic station, 3 years for instrument heads
1067870 | Ophthalmoscope/Otoscopes | Ophthalmoscope/Otoscopes | Ophthalmoscope/Otoscopes | Active | MSH | MSH | 3 | Emergency | Emergency | Amico | DS-UDM-2 | DS15184EJ | 2023-09-14 |  | 2030-09-14 | Warranty 7 years for diagnostic station, 3 years for instrument heads
1067871 | Ophthalmoscope/Otoscopes | Ophthalmoscope/Otoscopes | Ophthalmoscope/Otoscopes | Active | MSH | MSH | 3 | Emergency | Emergency | Amico | DS-UDM-2 | DS15196EJ | 2023-09-14 |  | 2030-09-14 | Warranty 7 years for diagnostic station, 3 years for instrument heads
1067872 | Ophthalmoscope/Otoscopes | Ophthalmoscope/Otoscopes | Ophthalmoscope/Otoscopes | Active | MSH | MSH | 3 | Emergency | Emergency | Amico | DS-UDM-2 | DS15191EJ | 2023-09-14 |  | 2030-09-14 | Warranty 7 years for diagnostic station, 3 years for instrument heads
1067874 | Thermometers, Electronic | Thermometers | Thermometers, Electronic | Active | MSH | MSH | 3 | Emergency | Emergency | Welch Allyn | Sure Temp Plus 901053 | 21475669 | 2023-09-14 |  | 2025-09-14
1067875 | Thermometers, Electronic | Thermometers | Thermometers, Electronic | Active | MSH | MSH | 3 | Emergency | Emergency | Welch Allyn | Sure Temp Plus 901053 | 22093638 | 2023-09-14 |  | 2025-09-14
1067876 | Thermometers, Electronic | Thermometers | Thermometers, Electronic | Active | MSH | MSH | 3 | Emergency | Emergency | Welch Allyn | Sure Temp Plus 901053 | 21462989 | 2023-09-14 |  | 2025-09-14
1067877 | Thermometers, Electronic | Thermometers | Thermometers, Electronic | Active | MSH | MSH | 3 | Emergency | Emergency | Welch Allyn | Sure Temp Plus 901053 | 21463443 | 2023-09-14 |  | 2025-09-14
1067878 | Thermometers, Electronic | Thermometers | Thermometers, Electronic | Active | MSH | MSH | 3 | Emergency | Emergency | Welch Allyn | Sure Temp Plus 901053 | 22498781 | 2023-09-14 |  | 2025-09-14
1067879 | Thermometers, Electronic | Thermometers | Thermometers, Electronic | Active | MSH | MSH | 3 | Emergency | Emergency | Welch Allyn | Sure Temp Plus 901053 | 22498775 | 2023-09-14 |  | 2025-09-14
1067880 | Thermometers, Electronic | Thermometers | Thermometers, Electronic | Active | MSH | MSH | 3 | Emergency | Emergency | Welch Allyn | Sure Temp Plus 901053 | 22498777 | 2023-09-14 |  | 2025-09-14
1067881 | Thermometers, Electronic | Thermometers | Thermometers, Electronic | Active | MSH | MSH | 3 | Emergency | Emergency | Welch Allyn | Sure Temp Plus 901053 | 21462972 | 2023-09-14 |  | 2025-09-14
1067882 | Thermometers, Electronic | Thermometers | Thermometers, Electronic | Active | MSH | MSH | 3 | Emergency | Emergency | Welch Allyn | Sure Temp Plus 901053 | 23079819 | 2023-09-14 |  | 2025-09-14
1067883 | Thermometers, Electronic | Thermometers | Thermometers, Electronic | Active | MSH | MSH | 3 | Emergency | Emergency | Welch Allyn | Sure Temp Plus 901053 | 23066806 | 2023-09-14 |  | 2025-09-14
1067884 | Thermometers, Electronic | Thermometers | Thermometers, Electronic | Active | MSH | MSH | 3 | Emergency | Emergency | Welch Allyn | Sure Temp Plus 901053 | 23066789 | 2023-09-14 |  | 2025-09-14
1067885 | Thermometers, Electronic | Thermometers | Thermometers, Electronic | Active | MSH | MSH | 3 | Emergency | Emergency | Welch Allyn | Sure Temp Plus 901053 | 22498766 | 2023-09-14 |  | 2025-09-14
1067886 | Thermometers, Electronic | Thermometers | Thermometers, Electronic | Active | MSH | MSH | 3 | Emergency | Emergency | Welch Allyn | Sure Temp Plus 901053 | 22498741 | 2023-09-14 |  | 2025-09-14
1067887 | Thermometers, Electronic | Thermometers | Thermometers, Electronic | Active | MSH | MSH | 3 | Emergency | Emergency | Welch Allyn | Sure Temp Plus 901053 | 22093649 | 2023-09-14 |  | 2025-09-14
1067888 | Thermometers, Electronic | Thermometers | Thermometers, Electronic | Active | MSH | MSH | 3 | Emergency | Emergency | Welch Allyn | Sure Temp Plus 901053 | 23054248 | 2023-09-14 |  | 2025-09-14
1067889 | Thermometers, Electronic | Thermometers | Thermometers, Electronic | Active | MSH | MSH | 3 | Emergency | Emergency | Welch Allyn | Sure Temp Plus 901053 | 23066821 | 2023-09-14 |  | 2025-09-14
1067890 | Thermometers, Electronic | Thermometers | Thermometers, Electronic | Active | MSH | MSH | 3 | Emergency | Emergency | Welch Allyn | Sure Temp Plus 901053 | 23066778 | 2023-09-14 |  | 2025-09-14
1067891 | Thermometers, Electronic | Thermometers | Thermometers, Electronic | Active | MSH | MSH | 3 | Emergency | Emergency | Welch Allyn | Sure Temp Plus 901053 | 23079821 | 2023-09-14 |  | 2025-09-14
1067892 | Thermometers, Electronic | Thermometers | Thermometers, Electronic | Active | MSH | MSH | 3 | Emergency | Emergency | Welch Allyn | Sure Temp Plus 901053 | 23079778 | 2023-09-14 |  | 2025-09-14
1067893 | Thermometers, Electronic | Thermometers | Thermometers, Electronic | Active | MSH | MSH | 3 | Emergency | Emergency | Welch Allyn | Sure Temp Plus 901053 | 23066802 | 2023-09-14 |  | 2025-09-14
1067894 | Thermometers, Electronic | Thermometers | Thermometers, Electronic | Active | MSH | MSH | 3 | Emergency | Emergency | Welch Allyn | Sure Temp Plus 901053 | 23066788 | 2023-09-14 |  | 2025-09-14
1067896 | COMPRESSION UNITS | COMPRESSION UNITS | COMPRESSION UNITS | Active | MSH | MSH | 16N | Nursing 14N Surgery | 16th Floor - North Side | The Kendall Company | 29525 | V2015313SX | 2021-05-28
1067897 | Ophthalmoscope/Otoscopes | Ophthalmoscope/Otoscopes | Ophthalmoscope/Otoscopes | Active | MSH | MSH | 3 | Emergency | Emergency | Amico | DS-UDM-2 | DS15181EJ | 2023-09-14 |  | 2030-09-14 | Warranty 7 years for diagnostic station, 3 years for instrument heads
1067900 | Monitors, Vital Signs | Monitors, Vital Signs | Monitors, Vital Signs | Active | MSH | MSH | 3 | Emergency | Emergency | Hill-Rom Canada Ltd | 68MXTX-B - VSM6800 | 100006703323 | 2023-09-07 |  | 2024-09-07
1067901 | Monitors, Vital Signs | Monitors, Vital Signs | Monitors, Vital Signs | Active | MSH | MSH | 3 | Emergency | Emergency | Hill-Rom Canada Ltd | 68MXTX-B - VSM6800 | 100006573323 | 2023-09-07 |  | 2024-09-07
1067902 | Monitors, Vital Signs | Monitors, Vital Signs | Monitors, Vital Signs | Active | MSH | MSH | 3 | Emergency | Emergency | Hill-Rom Canada Ltd | 68MXTX-B - VSM6800 | 100006603323 | 2023-09-07 |  | 2024-09-07
1067903 | Monitors, Vital Signs | Monitors, Vital Signs | Monitors, Vital Signs | Active | MSH | MSH | 3 | Emergency | Emergency | Hill-Rom Canada Ltd | 68MXTX-B - VSM6800 | 100006743323 | 2023-09-07 |  | 2024-09-07
1067904 | Monitors, Vital Signs | Monitors, Vital Signs | Monitors, Vital Signs | Active | MSH | MSH | 3 | Emergency | Emergency | Hill-Rom Canada Ltd | 68MXTX-B - VSM6800 | 100008733323 | 2023-09-07 |  | 2024-09-07
1067905 | Monitors, Vital Signs | Monitors, Vital Signs | Monitors, Vital Signs | Active | MSH | MSH | 3 | Emergency | Emergency | Hill-Rom Canada Ltd | 68MXTX-B - VSM6800 | 100008703323 | 2023-09-07 |  | 2024-09-07
1067906 | Monitors, Vital Signs | Monitors, Vital Signs | Monitors, Vital Signs | Active | MSH | MSH | 3 | Emergency | Emergency | Hill-Rom Canada Ltd | 68MXTX-B - VSM6800 | 100006863323 | 2023-09-07 |  | 2024-09-07
1067907 | Monitors, Vital Signs | Monitors, Vital Signs | Monitors, Vital Signs | Active | MSH | MSH | 3 | Emergency | Emergency | Hill-Rom Canada Ltd | 68MXTX-B - VSM6800 | 100099323223 | 2023-09-07 |  | 2024-09-07
1067908 | Monitors, Vital Signs | Monitors, Vital Signs | Monitors, Vital Signs | Active | MSH | MSH | 3 | Emergency | Emergency | Hill-Rom Canada Ltd | 68MXTX-B - VSM6800 | 100008683323 | 2023-09-07 |  | 2024-09-07
1067909 | Monitors, Vital Signs | Monitors, Vital Signs | Monitors, Vital Signs | Active | MSH | MSH | 3 | Emergency | Emergency | Hill-Rom Canada Ltd | 68MXTX-B - VSM6800 | 100008693323 | 2023-09-07 |  | 2024-09-07
1067910 | Monitors, Vital Signs | Monitors, Vital Signs | Monitors, Vital Signs | Active | MSH | MSH | 3 | Emergency | Emergency | Hill-Rom Canada Ltd | 68MXTX-B - VSM6800 | 100006623323 | 2023-09-07 |  | 2024-09-07
1067911 | Monitors, Vital Signs | Monitors, Vital Signs | Monitors, Vital Signs | Active | MSH | MSH | 3 | Emergency | Emergency | Hill-Rom Canada Ltd | 68MXDX-B - VSM6800 | 100006333323 | 2023-09-07 |  | 2024-09-07
1067912 | Monitors, Vital Signs | Monitors, Vital Signs | Monitors, Vital Signs | Active | MSH | MSH | 3 | Emergency | Emergency | Hill-Rom Canada Ltd | 68MXDX-B - VSM6800 | 100006343323 | 2023-09-07 |  | 2024-09-07
1067915 | Tables, Examination/Treatment, Adjustable | Tables | Tables, Examination/Treatment, Adjustable | Active | MSH | OPG | 3rd Floor | Obstetric Associates | 3rd Floor | MIDMARK CORP | Ritter-244 | V2608701 | 2023-09-19 |  |  | Do not know the actual date of putchase but found 19/09/23
1067933 | Simulators | Simulators | Simulators | Active | MSH | MSH | 5 | ICU | ICU | LAERDAL MEDICAL CORP | SimMan ALS LiveShock M - 235-03150 | 23538223010 | 2023-09-07
1067935 | Sphygmomanometers, Aneroid | Sphygmomanometers | Sphygmomanometers, Aneroid | Active | MSH | MSH | 3 | Emergency | Emergency | Welch Allyn | 7670-01 | 221025094310 | 2023-02-07 |  | 2024-02-07
1067936 | Sphygmomanometers, Aneroid | Sphygmomanometers | Sphygmomanometers, Aneroid | Active | MSH | MSH | 3 | Emergency | Emergency | Welch Allyn | 7670-01 | 221025095550 | 2023-02-07 |  | 2024-02-07
1067937 | Sphygmomanometers, Aneroid | Sphygmomanometers | Sphygmomanometers, Aneroid | Active | MSH | MSH | 3 | Emergency | Emergency | Welch Allyn | 7670-01 | 221025093650 | 2023-02-07 |  | 2024-02-07
1067958 | Monitors, Vital Signs | Monitors, Vital Signs | Monitors, Vital Signs | Active | MSH | IVF-Dundas | 7 | IVF Clinic | 7th Floor | Welch Allyn | 68MXTX-B - CVSM 6000 | 100094893123 | 2023-09-21 |  | 2025-09-21
1067959 | Monitors, Vital Signs | Monitors, Vital Signs | Monitors, Vital Signs | Active | MSH | IVF-Dundas | 7 | IVF Clinic | 7th Floor | Welch Allyn | 68MXTX-B - CVSM 6000 | 100094903123 | 2023-09-21 |  | 2025-09-21
1067960 | Monitors, Vital Signs | Monitors, Vital Signs | Monitors, Vital Signs | Active | MSH | IVF-Dundas | 7 | IVF Clinic | 7th Floor | Welch Allyn | 68MXTX-B - CVSM 6000 | 100006693323 | 2023-09-21 |  | 2025-09-21
1067961 | Network Switches | Network Equipment | Network Switches | Active | MSH | MSH | 2 | Emergency | 2nd Floor | Cisco | 2960 | FOC2613Y9PG | 2023-09-23 | 2857.8 | 2024-06-06 | 24 Port UTP/FX Switch WS-C2960X-24PS-L
1067962 | Slit Lamps | Slit Lamps | Slit Lamps | Active | MSH | MSH | 3 | Emergency | Emergency | TOPCON INSTRUMENTS CORP OF AMERICA | SL-D701 | Z171528 | 2023-09-20 |  | 2024-09-20 | OC-2300TOPCON motorized ophthalmic chair Haag Streit R-900HAAG-STREIT applanation tonometer mod R-900 (includes 2 prisms) M&S Technologies Smart System II 2020 Heine Omega 600 wireless Binocular VOLK aspheric lens 20D/50mm - clear TOPCON motorized table; model AIT-250W# with top that can accommodate two instruments Topcon chair cart for wheel chair accessibility for 2200, 2300, 2400-(forward-backward movement) NET
1067968 | Monitors, Physiologic, Central Station | Monitors, Physiologic | Monitors, Physiologic, Central Station | Active | MSH | MSH | 3 | Emergency | Emergency | Philips Healthcare | 866424 - PIIC iXC | US443F1296 | 2023-09-22 | 2755 |  | Emergency Dept Phase 3A Revision C
1067969 | Light Sources | Light Sources | Light Sources | Active | MSH | MSH | 7 | SURGICAL SUITE (COMBINED WITH CYSTO) | OR | KARL STORZ ENDOSCOPY-AMERICA INC | POWER LED SAPHIRA, OPAL1 PDD | XN01105 | 2022-12-08 |  | 2023-12-08
1067970 | 4K Camera | Camera | Camera, SPECT/CT | Active | MSH | MSH | 7 | SURGICAL SUITE (COMBINED WITH CYSTO) | OR | KARL STORZ ENDOSCOPY-AMERICA INC | TC201 | 1 | 2022-12-08 |  | 2023-12-08
1067971 | ENDOSCOPE | ENDOSCOPE | ENDOSCOPE | Active | MSH | MSH | 7 | SURGICAL SUITE (COMBINED WITH CYSTO) | OR | KARL STORZ ENDOSCOPY-AMERICA INC | IMAGE1 S X-LINK | PM876534-P | 2022-12-08 |  | 2023-12-08
1067972 | ENDOSCOPE | ENDOSCOPE | ENDOSCOPE | Active | MSH | MSH | 7 | SURGICAL SUITE (COMBINED WITH CYSTO) | OR | KARL STORZ ENDOSCOPY-AMERICA INC | IMAGE1 S X-LINK | OM874866-P | 2022-12-08 |  | 2023-12-08
1067973 | Light Sources | Light Sources | Light Sources | Active | MSH | MSH | 7 | SURGICAL SUITE (COMBINED WITH CYSTO) | OR | KARL STORZ ENDOSCOPY-AMERICA INC | POWER LED SAPHIRA, OPAL1 PDD | XN01096 | 2022-12-08 |  | 2023-12-08
1067974 | 4K Camera | Camera | Camera, SPECT/CT | Active | MSH | MSH | 7 | SURGICAL SUITE (COMBINED WITH CYSTO) | OR | KARL STORZ ENDOSCOPY-AMERICA INC | TC201 | NM873959-P | 2022-12-08 |  | 2023-12-08
1067975 | Scanning Systems, Ultrasonic | Scanning Systems | Scanning Systems, Ultrasonic | Active | MSH | MSH | 1 | Emergency | MSH ER ROOM G7 | Canon | Aplio i800 Prism | 5HI2332062 | 2023-10-02 |  |  | THIS IS A MSH JDMI ULTRASOUND SYSTEM STATIONED IN MSH ER ROOM G7, UNDER FCC 714153000 MSH PROBES PVT 781VTE SN# FSD2375604 MIE 1069284 FSD2375605 MIE 1069285 FSD2375606 MIE 1069286 FSC2334611 MIE 1069288 FSD2375655 MIE 1069290 FSD2375656 MIE 1069291 FSD2375657 MIE 1069292 PLI-2002BT SN# FSC2343246 MIE 1069293 PLI-705BX SN# FSC2335593 MIE 1069294 PLI-1205BX SN# FSD2385127 MIE 1069295 PVI-475BX SN# FSC2322331 MIE 1069296 PVI-574BX SN# FSB2383975 MIE 1069297 SETUP WIRELESS AND CONNECTED VERIFIED AUTO SWITCHING BETWEEN WIRED AND WIRELESS MAC 34:98:B6:AC:8E:46 SN# 3K41265EA377F MODEL A6100-10000S
1067979 | Scanning Systems, Ultrasonic | Scanning Systems | Scanning Systems, Ultrasonic | Active | MSH | MSH | 20M | Dovigi Orthopaedic sport Medicine Clinic (BUSINESS DEVELOPMENT) | 20th Floor - Murray Side | Canon | Aplio i800 Prism | 5HK23X2075 | 2024-01-04 |  |  | 1067979 ON46339UL PROBES PROBE 1069625 200865 PLI-705 BX i11LX3 FSD23Z6280 PROBE 1069626 200866 PLI-1205BX i18LX5 FSD23Z5776 PROBE 1069627 200867 PVI-475 BX i8CX1 FSD2383632 Change Request ID: 1765
1067981 | Transducer, Fetal Monitoring | Transducer | Transducer, Fetal Monitoring | Active | MSH | MSH | 15U | Obstetrical Suite (L&D) | L&D | Philips Healthcare | 866076 | DE45002136 | 2017-04-12
1067982 | Transducer, Fetal Monitoring | Transducer | Transducer, Fetal Monitoring | Active | MSH | MSH | 15U | Obstetrical Suite (L&D) | L&D | Philips Healthcare | 866076 | DE45002006 | 2017-04-12
1067984 | Transducer, Fetal Monitoring | Transducer | Transducer, Fetal Monitoring | Active | MSH | MSH | 15U | Obstetrical Suite (L&D) | L&D | Philips Healthcare | 866076 | DE45002137 | 2017-04-12
1067986 | Sync Unit - New Gen ( black ) - 12 ports | Sync Unit | Sync Unit | Active | MSH | MSH | 1 | Biomedical Engineering | 1st Floor | Philips Healthcare | 866212 | SG63939653 | 2023-01-13 |  | 2024-02-06 | Service# 453564398251
1067987 | Sync Unit - New Gen ( black ) - 12 ports | Sync Unit | Sync Unit | Active | MSH | MSH | 1 | Biomedical Engineering | 1st Floor | Philips Healthcare | 866212 | SG63939649 | 2023-01-13 |  | 2024-02-06 | Service# 453564398251
1067988 | Network Switches- WS-C2960X-24PS-L V06 | Network Equipment | Network Switches | Active | MSH | MSH | 1 | Biomedical Engineering | 1st Floor | Cisco | 2960 | FOC2631YSTF | 2023-09-30 | 2857.8 | 2024-02-06 | 24 Port Switch with PoE Philips Product code# 866427 Service# 453564483441
1067989 | Network Switches- WS-C2960X-24PS-L V06 | Network Equipment | Network Switches | Active | MSH | MSH | 1 | Biomedical Engineering | 1st Floor | Cisco | 2960 | FOC2631YKKV | 2023-09-30 | 2857.8 | 2024-02-06 | 24 Port Switch with PoE Philips Product code# 866427 Service# 453564483441
1067991 | RACKS, MODULE | Physiologic Monitor Modules | Physiologic Monitor Module Housings | Active | MSH | MSH | 3 | Emergency | Emergency | Philips Healthcare | M8048A | DE12304220 | 2016-03-17 | 1200 | 2017-03-17
1067992 | Scanning Systems, Ultrasonic | Scanning Systems | Scanning Systems, Ultrasonic | Active | MSH | MSH | 5 | JDMI - Ultrasound | MSH-5-US, Room 8 | Canon | Aplio i800 Prism | 5HI2332061 | 2023-12-15 |  |  | DEC 15 2023 MAC A0:36:BC:74:64:CB REPLACES MAC A0:36:BC:74:63:C5 SN# 5HI2332061 REPLACES SN# 5HI2332063 MSH5 US SYSTEM 1067992 PROBE 1069507 200404 FSC2322329 PLI 475 PROBE 1069508 200405 FSC2335590 PLI 705 PROBE 1069509 200406 FSC2354514 PLI 1205 PROBE 1069510 200407 FSC2334613 PVT 781 PROBE 1069614 200804 FSD23Z4496 PLI_2004BX i24LX8 PROBE 1069615 200805 FSD23Y6547 PVT-781VTE 11C3 PROBE 1069616 200806 FSD99G23Z3774 PVT-712BT 11MMC4 PED HEAD PROBE 1069617 200807 FSC23Z4201 PVI-574BX i10CX1 PROBE 1069618 200808 FSC2355694 PLT-1202 BT 17LH7 HOCKEY STICK PROBE 99C23X4146 PVT-681MVL 3D TV
1067993 | Monitors, Physiologic, Multipurpose, Bedside | Monitors, Physiologic | Monitors, Physiologic, Multipurpose, Bedside | Active | MSH | MSH | 3 | Emergency | Emergency | Philips Healthcare | 866064 - MX500 | DE7580A888 | 2023-09-25 |  | 2024-09-25
1067994 | Monitors, Physiologic, Multipurpose, Bedside | Monitors, Physiologic | Monitors, Physiologic, Multipurpose, Bedside | Active | MSH | MSH | 3 | Emergency | Emergency | Philips Healthcare | 866064 - MX500 | DE7580A886 | 2023-09-25 |  | 2024-09-25
1067995 | Monitors, Physiologic, Multipurpose, Bedside | Monitors, Physiologic | Monitors, Physiologic, Multipurpose, Bedside | Active | MSH | MSH | 3 | Emergency | Emergency | Philips Healthcare | 866064 - MX500 | DE7580A882 | 2023-09-25 |  | 2024-09-25
1067996 | Monitors, Physiologic, Multipurpose, Bedside | Monitors, Physiologic | Monitors, Physiologic, Multipurpose, Bedside | Active | MSH | MSH | 3 | Emergency | Emergency | Philips Healthcare | 866064 - MX500 | DE7580A8A0 | 2023-09-25 |  | 2024-09-25
1067997 | Monitors, Physiologic, Multipurpose, Bedside | Monitors, Physiologic | Monitors, Physiologic, Multipurpose, Bedside | Active | MSH | MSH | 3 | Emergency | Emergency | Philips Healthcare | 866064 - MX500 | DE7580A88A | 2023-09-25 |  | 2024-09-25
1067998 | Monitors, Physiologic, Multipurpose, Bedside | Monitors, Physiologic | Monitors, Physiologic, Multipurpose, Bedside | Active | MSH | MSH | 3 | Emergency | Emergency | Philips Healthcare | 865241 - MX700 | DE71169562 | 2023-09-25 | 12000 | 2024-09-25
1068035 | Carts, Medication | Carts | Carts, Medication | Active | MSH | MSH | 1 | Biomedical Engineering | 1st Floor | Capsa Healthcare | Carelink Mobile Nurse Station - 207010 | 22-014605-M48 | 2022-12-07
1068036 | Stretchers | Stretchers | Stretchers | Active | MSH | MSH | 1 | Central Dispatch | Support Services | STRYKER CORP | 1115000030 | 0067000002409 | 2023-10-13 |  | 2025-10-13
1068037 | Stretchers | Stretchers | Stretchers | Active | MSH | MSH | 1 | Central Dispatch | Support Services | STRYKER CORP | 1115000030 | 0067000002402 | 2023-10-13 |  | 2025-10-13
1068038 | Stretchers | Stretchers | Stretchers | Active | MSH | MSH | 1 | Central Dispatch | Support Services | STRYKER CORP | 1115000030 | 0067000002404 | 2023-10-13 |  | 2025-10-13
1068039 | Stretchers | Stretchers | Stretchers | Active | MSH | MSH | 1 | Central Dispatch | Support Services | STRYKER CORP | 1115000030 | 0067000002413 | 2023-10-13 |  | 2025-10-13
1068040 | Stretchers | Stretchers | Stretchers | Active | MSH | MSH | 1 | Central Dispatch | Support Services | STRYKER CORP | 1115000030 | 0067000002411 | 2023-10-13 |  | 2025-10-13
1068043 | Stretchers | Stretchers | Stretchers | Active | MSH | MSH | 3 | Emergency | Emergency | STRYKER CORP | 1115000026 | 2022006600150 | 2023-09-07 |  | 2024-09-07
1068044 | Stretchers | Stretchers | Stretchers | Active | MSH | MSH | 3 | Emergency | Emergency | STRYKER CORP | 1115000026 | 2022006600156 | 2023-09-07 |  | 2024-09-07
1068045 | Stretchers | Stretchers | Stretchers | Active | MSH | MSH | 3 | Emergency | Emergency | STRYKER CORP | 1115000026 | 2022006600149 | 2023-09-07 |  | 2024-09-07
1068046 | Stretchers | Stretchers | Stretchers | Active | MSH | MSH | 3 | Emergency | Emergency | STRYKER CORP | 1115000026 | 2022006600158 | 2023-09-07 |  | 2024-09-07
1068047 | Stretchers | Stretchers | Stretchers | Active | MSH | MSH | 3 | Emergency | Emergency | STRYKER CORP | 1115000026 | 2022006600145 | 2023-09-07 |  | 2024-09-07
1068048 | Stretchers | Stretchers | Stretchers | Active | MSH | MSH | 3 | Emergency | Emergency | STRYKER CORP | 1115000026 | 2022006600137 | 2023-09-07 |  | 2024-09-07
1068049 | Stretchers | Stretchers | Stretchers | Active | MSH | MSH | 3 | Emergency | Emergency | STRYKER CORP | 1115000026 | 2022006600141 | 2023-09-07 |  | 2024-09-07
1068050 | Stretchers | Stretchers | Stretchers | Active | MSH | MSH | 3 | Emergency | Emergency | STRYKER CORP | 1115000026 | 2022006600153 | 2023-09-07 |  | 2024-09-07
1068051 | Stretchers | Stretchers | Stretchers | Active | MSH | MSH | 3 | Emergency | Emergency | STRYKER CORP | 1115000026 | 2022006600131 | 2023-09-07 |  | 2024-09-07
1068052 | Stretchers | Stretchers | Stretchers | Active | MSH | MSH | 3 | Emergency | Emergency | STRYKER CORP | 1115000026 | 2022006600146 | 2023-09-07 |  | 2024-09-07
1068053 | Stretchers | Stretchers | Stretchers | Active | MSH | MSH | 3 | Emergency | Emergency | STRYKER CORP | 1115000026 | 2022006600132 | 2023-09-07 |  | 2024-09-07
1068054 | Stretchers | Stretchers | Stretchers | Active | MSH | MSH | 3 | Emergency | Emergency | STRYKER CORP | 1115000026 | 2022006600155 | 2023-09-07 |  | 2024-09-07
1068055 | Stretchers | Stretchers | Stretchers | Active | MSH | MSH | 3 | Emergency | Emergency | STRYKER CORP | 1115000026 | 2022006600148 | 2023-09-07 |  | 2024-09-07
1068056 | Stretchers | Stretchers | Stretchers | Active | MSH | MSH | 3 | Emergency | Emergency | STRYKER CORP | 1115000026 | 2022006600139 | 2023-09-07 |  | 2024-09-07
1068057 | Stretchers | Stretchers | Stretchers | Active | MSH | MSH | 3 | Emergency | Emergency | STRYKER CORP | 1115000026 | 2022006600142 | 2023-09-07 |  | 2024-09-07
1068058 | Stretchers | Stretchers | Stretchers | Active | MSH | MSH | 3 | Emergency | Emergency | STRYKER CORP | 1115000026 | 2022006600138 | 2023-09-07 |  | 2024-09-07
1068059 | Stretchers | Stretchers | Stretchers | Active | MSH | MSH | 3 | Emergency | Emergency | Stryker Canada Div Stryker Corp | GYNNIE-OB/GYN-1061 | 2022005800260 | 2023-09-07 |  | 2024-09-07
1068060 | Stretchers | Stretchers | Stretchers | Active | MSH | MSH | 3 | Emergency | Emergency | Stryker Canada Div Stryker Corp | GYNNIE-OB/GYN-1061 | 2022005800258 | 2023-09-07 |  | 2024-09-07
1068061 | Stretchers | Stretchers | Stretchers | Active | MSH | MSH | 3 | Emergency | Emergency | Stryker Canada Div Stryker Corp | GYNNIE-OB/GYN-1061 | 2023005800290 | 2023-09-07 |  | 2024-09-07
1068062 | Stretchers | Stretchers | Stretchers | Active | MSH | MSH | 3 | Emergency | Emergency | Stryker Canada Div Stryker Corp | GYNNIE-OB/GYN-1061 | 2022005800257 | 2023-09-07 |  | 2024-09-07
1068063 | Stretchers | Stretchers | Stretchers | Active | MSH | MSH | 3 | Emergency | Emergency | Stryker Canada Div Stryker Corp | GYNNIE-OB/GYN-1061 | 2022005800259 | 2023-09-07 |  | 2024-09-07
1068064 | Stretchers | Stretchers | Stretchers | Active | MSH | MSH | 3 | Emergency | Emergency | Stryker Canada Div Stryker Corp | GYNNIE-OB/GYN-1061 | 2022005800253 | 2023-09-07 |  | 2024-09-07
1068065 | Stretchers | Stretchers | Stretchers | Active | MSH | MSH | 3 | Emergency | 3rd (Main) Floor | Stryker Canada Div Stryker Corp | GYNNIE-OB/GYN-1061 | 2022005800253 | 2023-09-07 |  | 2024-09-07 | In RAZ B Entered for tracking purposes, maintained by building services.
1068071 | Display Monitor, Flat Panel | Display Monitor | Display Monitor, Flat Panel | Active | MSH | MSH | 3 | Emergency | EMERG - 3rd (Main) | Philips Healthcare | 989805710006 | MMT28AA0010431DF334202 | 2021-01-22 |  | 2022-01-21 | Yellow Zone Overview
1068072 | USB RECORDER | USB RECORDER | USB RECORDER | Active | MSH | MSH | 3 | Emergency | Emergency | Philips Healthcare | 862120 - M3176C | US93127519 | 2020-12-24 | 2025 | 2021-12-24
1068073 | USB RECORDER | USB RECORDER | USB RECORDER | Active | MSH | MSH | 3 | Emergency | Emergency | Philips Healthcare | 862120 - M3176C | US93129130 | 2020-12-24 | 2025 | 2021-12-24
1068074 | USB RECORDER | USB RECORDER | USB RECORDER | Active | MSH | MSH | 3 | Emergency | Emergency | Philips Healthcare | 862120 - M3176C | US93129079 | 2020-12-24 | 2025 | 2021-12-24
1068077 | Ophthalmoscope/Otoscopes | Ophthalmoscope/Otoscopes | Ophthalmoscope/Otoscopes | Active | MSH | MSH | 3 | Emergency | Emergency | Amico | DS-UDM-2 | DS15188EJ | 2023-10-23 |  | 2030-10-23 | Warranty 7 years for diagnostic station, 3 years for instrument heads
1068078 | Electrosurgical Units, Monopolar/Bipolar | Electrosurgical Units | Electrosurgical Units, Monopolar/Bipolar | Active | MSH | MSH | 15U | Obstetrical Suite (L&D) | L&D | CONMED CORP | 60-2450-120 | 06JGU029 | 2023-10-24
1068090 | Transducer, Fetal Monitoring | Transducer | Transducer, Fetal Monitoring | Active | MSH | MSH | 15U | Obstetrical Suite (L&D) | 15th Floor - University Side | Philips Healthcare | M2736A | DE43389246 | 2020-06-05 |  | 2021-06-04
1068092 | Transducer, Fetal Monitoring | Transducer | Transducer, Fetal Monitoring | Active | MSH | MSH | 15U | Nursing 15 Murray/Antenatal | Antenatal | Philips Healthcare | M2736A | DE43389221 | 2014-06-05 |  | 2021-06-04
1068093 | Transducer, Fetal Monitoring | Transducer | Transducer, Fetal Monitoring | Active | MSH | MSH | 15U | Obstetrical Suite (L&D) | L&D | Philips Healthcare | M2736A | DE43389350 | 2014-06-05 |  | 2021-06-04
1068108 | Warming Units, Patient, Radiant, Infant, Mobile | Warming Units | Warming Units, Patient, Radiant, Infant, Mobile | Active | MSH | MSH | 3 | Emergency | Emergency | GE Healthcare | Panda iRes | PBWC72698 | 2024-01-19 | 10001 | 2025-01-02
1068196 | Breathing System | Anesthesia Units | Anesthesia Units | Active | MSH | MSH | 7 | Resp Therapy (Anesthesia) | OR | Draeger Medical Canada | Zeus IE | ASNK-0028 | 2021-03-01 |  | 2022-03-01 | Label #27 BREATHING SYSTEM ONLY SN Cover ASNJ-005 Safety Valve ASNJ-0005
1068220 | Scanning Systems, Ultrasonic | Scanning Systems | Scanning Systems, Ultrasonic | Active | MSH | MSH | 5 | JDMI - Ultrasound | MSH-5-US, Room 7 | Canon | Aplio i800 Prism | 5HK23X2072 | 2023-12-01 |  |  | PLANNING TO BE DELIVERED END OF NOVEMBER 2023 PROBES PVT 781VTE SN# FSD23X6345 MIE 1069271 FSD23X6346 MIE 1069272 FSD2396074 MIE 1069273 PLI-2004BX SN# FSC2344214 MIE 1069278 PLI-705BX SN# FSD2396114 MIE 1069279 PLT-1202BT SN# FSC2355690 MIE 1069280 PVI-475BX SN# FSD2383631 MIE 1069281 PROBE 1069619 200809 99G23Z3773 PVT-712BT 11MMC4 PED HEAD PROBE 1069620 200810 FSD23Z5774 PLI-1205BX i18LX5 PROBE 1069621 200811 FSC23Z4199 PVI-574BX i10CX1 BT 17LH7 HOCKEY STICK
1068221 | Scanning Systems, Ultrasonic | Scanning Systems | Scanning Systems, Ultrasonic | Active | MSH | MSH | 5 | JDMI - Ultrasound | MSH-5-US, Room 6 | Canon | Aplio i800 Prism | 5HK23X2073 | 2023-12-01 |  |  | PLANNING TO BE DELIVERED END OF NOVEMBER 2023 PROBES PVT 781VTE SN# FSD2396070 MIE 1069274 FSD2396071 MIE 1069275 FSD2396072 MIE 1069276 FSD2396073 MIE 1069277 PLI-705BX SN# FSD2396088 MIE 1069282 PVI-475BX SN# FSD2383630 MIE 1069283 PROBE 1069622 200812 FSD23Z5775 PLI-1205BX i18LX5 PROBE 1069623 200813 FSC23Z4200 PVI-574BX i10CX1 MSH US PRISM ROOM 6 INSTALL WIRELESS SETUP WIRELESS ABILTY WAIT FOR PW INSTALL MAC: C8:9E:43:A0:53:F2
1069256 | Tables, Operating | Tables | Tables, Operating | Active | MSH | MSH | 15U | Obstetrical Suite (L&D) | L&D OR 5 | SKYTRON DIV KMW GROUP | 6702 Hercules | SUC-20148-0475 | 2018-09-25
1069257 | Tables, Operating | Tables | Tables, Operating | Active | MSH | MSH | 15U | Obstetrical Suite (L&D) | L&D OR 4 | SKYTRON DIV KMW GROUP | 6702 Hercules | SUC-20148-0485 | 2018-09-25
1069262 | Aspirator, Emergency | Aspirators | Aspirators, Emergency | Active | MSH | MSH | 12S | Nursing 12S Medicine | 12th Floor - South Side | LAERDAL MEDICAL CORP | 78003020 | 78432270409 | 2022-10-12 | 1200 | 2028-11-24
1069305 | Transducer, TOCO | Transducer | Transducer, Fetal Monitoring | Active | MSH | MSH | 15U | Obstetrical Suite (L&D) | L&D | Philips Healthcare | M2734B | DE43193945 | 2023-11-30 |  | 2024-11-16
1069306 | Transducer, TOCO | Transducer | Transducer, Fetal Monitoring | Active | MSH | MSH | 15U | Obstetrical Suite (L&D) | L&D | Philips Healthcare | M2734B | DE43193958 | 2023-11-30 |  | 2024-11-16
1069307 | Transducer, TOCO | Transducer | Transducer, Fetal Monitoring | Active | MSH | MSH | 15U | Obstetrical Suite (L&D) | L&D | Philips Healthcare | M2734B | DE43194010 | 2023-11-30 |  | 2024-11-16
1069308 | Transducer, TOCO | Transducer | Transducer, Fetal Monitoring | Active | MSH | MSH | 15U | Obstetrical Suite (L&D) | L&D | Philips Healthcare | M2734B | DE43194039 | 2023-11-30 |  | 2024-11-16
1069309 | Transducer, TOCO | Transducer | Transducer, Fetal Monitoring | Active | MSH | MSH | 15U | Obstetrical Suite (L&D) | L&D | Philips Healthcare | M2734B | DE43193959 | 2023-11-30 |  | 2024-11-16
1069310 | Transducer, TOCO | Transducer | Transducer, Fetal Monitoring | Active | MSH | MSH | 15U | Obstetrical Suite (L&D) | L&D | Philips Healthcare | M2734B | DE43193987 | 2023-11-30 |  | 2024-11-16
1069311 | Transducer, TOCO | Transducer | Transducer, Fetal Monitoring | Active | MSH | MSH | 15U | Obstetrical Suite (L&D) | L&D | Philips Healthcare | M2734B | DE43193991 | 2023-11-30 |  | 2024-11-16
1069312 | Transducer, TOCO | Transducer | Transducer, Fetal Monitoring | Active | MSH | MSH | 15U | Obstetrical Suite (L&D) | L&D | Philips Healthcare | M2734B | DE43194020 | 2023-11-30 |  | 2024-11-16
1069313 | Transducer, TOCO | Transducer | Transducer, Fetal Monitoring | Active | MSH | MSH | 15U | Obstetrical Suite (L&D) | L&D | Philips Healthcare | M2734B | DE43193910 | 2023-11-30 |  | 2024-11-16
1069314 | Transducer, TOCO | Transducer | Transducer, Fetal Monitoring | Active | MSH | MSH | 15U | Obstetrical Suite (L&D) | L&D | Philips Healthcare | M2734B | DE43193946 | 2023-11-30 |  | 2024-11-16
1069316 | Transducer, TOCO | Transducer | Transducer, Fetal Monitoring | Active | MSH | MSH | 15U | Obstetrical Suite (L&D) | L&D | Philips Healthcare | M2734B | DE43193992 | 2023-11-30 |  | 2024-11-16
1069317 | Transducer, TOCO | Transducer | Transducer, Fetal Monitoring | Active | MSH | MSH | 15U | Obstetrical Suite (L&D) | L&D | Philips Healthcare | M2734B | DE43193994 | 2023-11-30 |  | 2024-11-16
1069318 | Variable Speed Air Supply Unit | Variable Speed Air Supply Unit | Variable Speed Air Supply Unit | Active | MSH | MSH | 15U | Obstetrical Suite (L&D) | L&D | HoverTech | HTAIR1200 | SN2M0602976 | 2023-11-30 | 974 | 2024-11-28 | Distributed by Ultraray Group Inc. 760 Pacific Road, Unit 3 Oakville, ON L6L 6M5 1877-338-6857
1069319 | PATIENT MONITORS | PATIENT MONITORS | PATIENT MONITORS | Active | MSH | MSH | 17U | NICU | Dr. Deshpande | Medtronic of Canada | Invos 7100 - Patent Monitoring System | ACMC001003 | 2023-12-01 |  |  | Device is purchased by Dr. Deshpande and PO# was 759583 (requisition dated: October 25. 2023). The cost centre is Dr. Deshpande’s research IO 410018529. Device will be used in the NICU for research when participants are consented.
1069320 | PATIENT MONITORS | PATIENT MONITORS | PATIENT MONITORS | Active | MSH | MSH | 17U | NICU | Dr. Deshpande | Medtronic of Canada | Invos 7100 - Patent Monitoring System | ACMC001002 | 2023-12-01 |  |  | Device is purchased by Dr. Deshpande and PO# was 759583 (requisition dated: October 25. 2023). The cost centre is Dr. Deshpande’s research IO 410018529. Device will be used in the NICU for research when participants are consented.
1069325 | Ophthalmoscope/Otoscopes | Ophthalmoscope/Otoscopes | Ophthalmoscope/Otoscopes | Active | MSH | MSH | 3 | Emergency | Emergency | Amico | DS-UDM-2 | DS15570JJ | 2023-12-01 |  | 2030-12-01 | Warranty 7 years for diagnostic station, 3 years for instrument heads
1069326 | Ophthalmoscope/Otoscopes | Ophthalmoscope/Otoscopes | Ophthalmoscope/Otoscopes | Active | MSH | MSH | 3 | Emergency | Emergency | Amico | DS-UDM-2 | DS15572JJ | 2023-12-01 |  | 2030-12-01 | Warranty 7 years for diagnostic station, 3 years for instrument heads
1069327 | Ophthalmoscope/Otoscopes | Ophthalmoscope/Otoscopes | Ophthalmoscope/Otoscopes | Active | MSH | MSH | 3 | Emergency | Emergency | Amico | DS-UDM-2 | DS15576JJ | 2023-12-01 |  | 2030-12-01 | Warranty 7 years for diagnostic station, 3 years for instrument heads
1069337 | Monitors, Vital Signs | Monitors, Vital Signs | Monitors, Vital Signs | Active | BH | BH | 2S | Bridgepoint | 2nd Floor - South Side | Welch Allyn | 74MT | 10086424323 | 2023-11-28 |  | 2020-02-15 | Cart/Trolley Serial Number: 100068995117 PO# 7201158210 $799.51
1069362 | Exam Light | Exam Light | Exam Light | Active | MSH | MSH | 12N | MKBC Clinic | MKBC Clinic | Welch Allyn | GS 600 | 000 | 2023-12-06
1069363 | Ultrasound | Scanning Systems | Scanning Systems, Ultrasonic | Active | MSH | OPG | 3rd Floor | Special Pregnancy Program-Fetal | MSH OPG SPP 3rd Floor | GE Healthcare | H48711NH-VOLUSON EXPERT 22 | F161650 | 2024-01-05 | 0 |  | PO 7600043374 VOLUSON EXPERT 22 H48711KA MSH_US_SPP_VOLI (CAPITAL I) IP Address: 172.19.72.5 Mask: 255.255.255.0 Default Gateway: 172.19.72.1 Probes: C2-9-D SN# 479693YP4 MIE1069562 C1-6-D SN# 476085YP6 MIE 1069563 RM7C SN# 306981KR2 MIE 1069564 eM6C G3 SN# 306461KR5 MIE 1069565 RIC5-9-D SN# 307445KR7 MIE 1069566 FROM DUPLICATE H: Probes: RAB6-D SN#10947370WX2 C1-6-D SN#418024YP6 RIC6-12-D SN#280547KR1 C2-9-D SN#417012YP2 C2-9-D SN#417009YP8 C1-6-D SN#415925YP7 MAC: C4-00-AD-9D-94-3B
1069377 | Hemodialysis blood warmer | Blood warmer | Blood warmer | Active | MSH | MSH | 5 | ICU | ICU | Baxter Corp Canada | TherMax Blood Warmer - 955515 | TX202371 | 2023-10-26 |  | 2024-10-26
1069378 | Hemodialysis blood warmer | Blood warmer | Blood warmer | Active | MSH | MSH | 5 | ICU | ICU | Baxter Corp Canada | TherMax Blood Warmer - 955515 | TX202236 | 2023-10-26 |  | 2024-10-26
1069379 | Hemodialysis blood warmer | Blood warmer | Blood warmer | Active | MSH | MSH | 5 | ICU | ICU | Baxter Corp Canada | TherMax Blood Warmer - 955515 | TX202372 | 2023-10-26 |  | 2024-10-26
1069380 | Hemodialysis blood warmer | Blood warmer | Blood warmer | Active | MSH | MSH | 5 | ICU | ICU | Baxter Corp Canada | TherMax Blood Warmer - 955515 | TX202011 | 2023-10-26 |  | 2024-10-26
1069381 | Hemodialysis blood warmer | Blood warmer | Blood warmer | Active | MSH | MSH | 5 | ICU | ICU | Baxter Corp Canada | TherMax Blood Warmer - 955515 | TX202006 | 2023-10-26 |  | 2024-10-26
1069382 | Hemodialysis blood warmer | Blood warmer | Blood warmer | Active | MSH | MSH | 5 | ICU | ICU | Baxter Corp Canada | TherMax Blood Warmer - 955515 | TX202012 | 2023-10-26 |  | 2024-10-26
1069383 | Hemodialysis blood warmer | Blood warmer | Blood warmer | Active | MSH | MSH | 5 | ICU | ICU | Baxter Corp Canada | TherMax Blood Warmer - 955515 | TX202387 | 2023-10-26 |  | 2024-10-26
1069384 | Hemodialysis blood warmer | Blood warmer | Blood warmer | Active | MSH | MSH | 5 | ICU | ICU | Baxter Corp Canada | TherMax Blood Warmer - 955515 | TX202210 | 2023-10-26 |  | 2024-10-26
1069387 | Hemodialysis Units, Renal, Continuous Replacement Therapy | Hemodialysis Units, Renal, Continuous Replacement Therapy | Hemodialysis Units, Renal, Continuous Replacement Therapy | Active | MSH | MSH | 5 | ICU | ICU (#4) | Baxter Corp Canada | PrisMax 2 - 955725 | PX202458 | 2023-10-12 |  | 2024-10-12 | Dialysis #4
1069388 | Hemodialysis Units, Renal, Continuous Replacement Therapy | Hemodialysis Units, Renal, Continuous Replacement Therapy | Hemodialysis Units, Renal, Continuous Replacement Therapy | Active | MSH | MSH | 5 | ICU | ICU (#1) | Baxter Corp Canada | PrisMax 2 - 955725 | PX201849 | 2023-10-12 |  | 2024-10-12 | Dialysis #1
1069389 | Hemodialysis Units, Renal, Continuous Replacement Therapy | Hemodialysis Units, Renal, Continuous Replacement Therapy | Hemodialysis Units, Renal, Continuous Replacement Therapy | Active | MSH | MSH | 5 | ICU | ICU (#5) | Baxter Corp Canada | PrisMax 2 - 955725 | PX201856 | 2023-10-12 |  | 2024-10-12 | Dialysis #5
1069390 | Hemodialysis Units, Renal, Continuous Replacement Therapy | Hemodialysis Units, Renal, Continuous Replacement Therapy | Hemodialysis Units, Renal, Continuous Replacement Therapy | Active | MSH | MSH | 5 | ICU | ICU (#7) | Baxter Corp Canada | PrisMax 2 - 955725 | PX202825 | 2023-10-12 |  | 2024-10-12 | Dialysis #7
1069391 | Hemodialysis Units, Renal, Continuous Replacement Therapy | Hemodialysis Units, Renal, Continuous Replacement Therapy | Hemodialysis Units, Renal, Continuous Replacement Therapy | Active | MSH | MSH | 5 | ICU | ICU (#3) | Baxter Corp Canada | PrisMax 2 - 955725 | PX201864 | 2023-10-12 |  | 2024-10-12 | Dialysis #3
1069392 | Hemodialysis Units, Renal, Continuous Replacement Therapy | Hemodialysis Units, Renal, Continuous Replacement Therapy | Hemodialysis Units, Renal, Continuous Replacement Therapy | Active | MSH | MSH | 5 | ICU | ICU | Baxter Corp Canada | PrisMax 2 - 955725 | PX201851 | 2023-10-12 |  | 2024-10-12
1069393 | Hemodialysis Units, Renal, Continuous Replacement Therapy | Hemodialysis Units, Renal, Continuous Replacement Therapy | Hemodialysis Units, Renal, Continuous Replacement Therapy | Active | MSH | MSH | 5 | ICU | ICU (#6) | Baxter Corp Canada | PrisMax 2 - 955725 | PX202441 | 2023-10-12 |  | 2024-10-12 | Dialysis #6
1069394 | Hemodialysis Units, Renal, Continuous Replacement Therapy | Hemodialysis Units, Renal, Continuous Replacement Therapy | Hemodialysis Units, Renal, Continuous Replacement Therapy | Active | MSH | MSH | 5 | ICU | ICU | Baxter Corp Canada | PrisMax 2 - 955725 | PX202460 | 2023-10-12 |  | 2024-10-12
1069398 | Transducer, Fetal Monitoring | Transducer | Transducer, Fetal Monitoring | Active | MSH | MSH | 15U | Obstetrical Suite (L&D) | L&D | Philips Healthcare | M2736A | DE433H8739 | 2023-12-11 |  | 2024-12-07
1069399 | Transducer, Fetal Monitoring | Transducer | Transducer, Fetal Monitoring | Active | MSH | MSH | 15U | Obstetrical Suite (L&D) | L&D | Philips Healthcare | M2736A | DE433H8751 | 2023-12-11 |  | 2024-12-07
1069400 | Transducer, Fetal Monitoring | Transducer | Transducer, Fetal Monitoring | Active | MSH | MSH | 15U | Obstetrical Suite (L&D) | L&D | Philips Healthcare | M2736A | DE433H8756 | 2023-12-11 |  | 2024-12-07
1069401 | Transducer, Fetal Monitoring | Transducer | Transducer, Fetal Monitoring | Active | MSH | MSH | 15U | Obstetrical Suite (L&D) | L&D | Philips Healthcare | M2736A | DE433H8757 | 2023-12-11 |  | 2024-12-07
1069406 | Monitors, Vital Signs | Monitors, Vital Signs | Monitors, Vital Signs | Active | BH | BH | 3S | Bridgepoint | 3rd Floor - South Side | Welch Allyn | 74MT | 10000199423 | 2023-11-28 |  | 2020-02-15 | Cart/Trolley Serial Number: 100068995117 PO# 7201158210 $799.51
1069407 | Monitors, Vital Signs | Monitors, Vital Signs | Monitors, Vital Signs | Active | BH | BH | 4N | Bridgepoint | 4th Floor - North Side | Welch Allyn | 74MT | 100001894423 | 2023-11-28 |  | 2020-02-15 | Cart/Trolley Serial Number: 100068995117 PO# 7201158210 $799.51
1069408 | Monitors, Vital Signs | Monitors, Vital Signs | Monitors, Vital Signs | Active | BH | BH | 4N | Bridgepoint | 4th Floor - North Side | Welch Allyn | 74MT | 10002074423 | 2023-11-28 |  | 2020-02-15 | Cart/Trolley Serial Number: 100068995117 PO# 7201158210 $799.51
1069409 | Monitors, Vital Signs | Monitors, Vital Signs | Monitors, Vital Signs | Active | BH | BH | 4N | Bridgepoint | 4th Floor - North Side | Welch Allyn | 74MT | 10001974423 | 2023-11-28 |  | 2020-02-15 | Cart/Trolley Serial Number: 100068995117 PO# 7201158210 $799.51
1069410 | Monitors, Vital Signs | Monitors, Vital Signs | Monitors, Vital Signs | Active | BH | BH | 6S | Bridgepoint | 6th Floor - South Side | Welch Allyn | 74MT | 10086544323 | 2023-11-28 |  | 2020-02-15 | Cart/Trolley Serial Number: 100068995117 PO# 7201158210 $799.51
1069411 | Monitors, Vital Signs | Monitors, Vital Signs | Monitors, Vital Signs | Active | BH | BH | 6S | Bridgepoint | 6th Floor - South Side | Welch Allyn | 74MT | 10001914423 | 2023-11-28 |  | 2020-02-15 | Cart/Trolley Serial Number: 100068995117 PO# 7201158210 $799.51
1069412 | Monitors, Vital Signs | Monitors, Vital Signs | Monitors, Vital Signs | Active | BH | BH | 7N | Bridgepoint | 7th Floor - North Side | Welch Allyn | 74MT | 10086554323 | 2023-11-28 |  | 2020-02-15 | Cart/Trolley Serial Number: 100068995117 PO# 7201158210 $799.51
1069413 | Monitors, Vital Signs | Monitors, Vital Signs | Monitors, Vital Signs | Active | BH | BH | 7N | Bridgepoint | 7th Floor - North Side | Welch Allyn | 74MT | 10086534323 | 2023-11-28 |  | 2020-02-15 | Cart/Trolley Serial Number: 100068995117 PO# 7201158210 $799.51
1069414 | Monitors, Vital Signs | Monitors, Vital Signs | Monitors, Vital Signs | Active | BH | BH | 7S | Bridgepoint | 7th Floor - South Side | Welch Allyn | 74MT | 10086634323 | 2023-11-28 |  | 2020-02-15 | Cart/Trolley Serial Number: 100068995117 PO# 7201158210 $799.51
1069415 | Monitors, Vital Signs | Monitors, Vital Signs | Monitors, Vital Signs | Active | BH | BH | 7S | Bridgepoint | 7th Floor - South Side | Welch Allyn | 74MT | 10086384323 | 2023-11-28 |  | 2020-02-15 | Cart/Trolley Serial Number: 100068995117 PO# 7201158210 $799.51
1069416 | Monitors, Vital Signs | Monitors, Vital Signs | Monitors, Vital Signs | Active | BH | BH | 8S | Bridgepoint | 8th Floor - South Side | Welch Allyn | 74MT | 10086704323 | 2023-11-28 |  | 2020-02-15 | Cart/Trolley Serial Number: 100068995117 PO# 7201158210 $799.51
1069417 | Monitors, Vital Signs | Monitors, Vital Signs | Monitors, Vital Signs | Active | BH | BH | 9S | Bridgepoint | 9th Floor - South Side | Welch Allyn | 74MT | 10002094423 | 2023-11-28 |  | 2020-02-15 | Cart/Trolley Serial Number: 100068995117 PO# 7201158210 $799.51
1069418 | Monitors, Vital Signs | Monitors, Vital Signs | Monitors, Vital Signs | Active | BH | BH | 9S | Bridgepoint | 9th Floor - South Side | Welch Allyn | 74MT | 10086524323 | 2023-11-28 |  | 2020-02-15 | Cart/Trolley Serial Number: 100068995117 PO# 7201158210 $799.51
1069419 | Monitors, Vital Signs | Monitors, Vital Signs | Monitors, Vital Signs | Active | BH | BH | 9S | Bridgepoint | 9th Floor - South Side | Welch Allyn | 74MT | 10086314323 | 2023-11-28 |  | 2020-02-15 | Cart/Trolley Serial Number: 100068995117 PO# 7201158210 $799.51
1069420 | Monitors, Vital Signs | Monitors, Vital Signs | Monitors, Vital Signs | Active | BH | BH | 9N | Bridgepoint | 9th Floor - North Side | Welch Allyn | 74MT | 10086444323 | 2023-11-28 |  | 2020-02-15 | Cart/Trolley Serial Number: 100068995117 PO# 7201158210 $799.51
1069421 | Monitors, Vital Signs | Monitors, Vital Signs | Monitors, Vital Signs | Active | BH | BH | 9N | Bridgepoint | 9th Floor - North Side | Welch Allyn | 74MT | 10088964323 | 2023-11-28 |  | 2020-02-15 | Cart/Trolley Serial Number: 100068995117 PO# 7201158210 $799.51
1069422 | Thermometers, Electronic | Thermometers | Thermometers, Electronic | Active | MSH | MSH | 11N | Nursing 11N Medicine | 11th Floor - North Side | Welch Allyn | Sure Temp Plus 901053 | (21)23259547 | 2023-12-13
1069423 | Thermometers, Electronic | Thermometers | Thermometers, Electronic | Active | MSH | MSH | 11N | Nursing 11N Medicine | 11th Floor - North Side | Welch Allyn | Sure Temp Plus 901053 | (21)23082207 | 2023-12-13
1069424 | Thermometers, Electronic | Thermometers | Thermometers, Electronic | Active | MSH | MSH | 11N | Nursing 11N Medicine | 11th Floor - North Side | Welch Allyn | Sure Temp Plus 901053 | (21)23276173 | 2023-12-13
1069425 | Thermometers, Electronic | Thermometers | Thermometers, Electronic | Active | MSH | MSH | 11N | Nursing 11N Medicine | 11th Floor - North Side | Welch Allyn | Sure Temp Plus 901053 | (21)23314175 | 2023-12-13
1069426 | Thermometers, Electronic | Thermometers | Thermometers, Electronic | Active | MSH | MSH | 11N | Nursing 11N Medicine | 11th Floor - North Side | Welch Allyn | Sure Temp Plus 901053 | (21)23082197 | 2023-12-13
1069427 | Thermometers, Electronic | Thermometers | Thermometers, Electronic | Active | MSH | MSH | 11N | Nursing 11N Medicine | 11th Floor - North Side | Welch Allyn | Sure Temp Plus 901053 | (21)23079820 | 2023-12-13
1069428 | Thermometers, Electronic | Thermometers | Thermometers, Electronic | Active | MSH | MSH | 11N | Nursing 11N Medicine | 11th Floor - North Side | Welch Allyn | Sure Temp Plus 901053 | (21)23314163 | 2023-12-13
1069429 | Thermometers, Electronic | Thermometers | Thermometers, Electronic | Active | MSH | MSH | 11N | Nursing 11N Medicine | 11th Floor - North Side | Welch Allyn | Sure Temp Plus 901053 | (21)23314166 | 2023-12-13
1069430 | Thermometers, Electronic | Thermometers | Thermometers, Electronic | Active | MSH | MSH | 11N | Nursing 11N Medicine | 11th Floor - North Side | Welch Allyn | Sure Temp Plus 901053 | (21)23276156 | 2023-12-13
1069431 | Thermometers, Electronic | Thermometers | Thermometers, Electronic | Active | MSH | MSH | 11N | Nursing 11N Medicine | 11th Floor - North Side | Welch Allyn | Sure Temp Plus 901053 | (21)23082159 | 2023-12-13
1069432 | Thermometers, Electronic | Thermometers | Thermometers, Electronic | Active | MSH | MSH | 11N | Nursing 11N Medicine | 11th Floor - North Side | Welch Allyn | Sure Temp Plus 901053 | (21)23082169 | 2023-12-13
1069433 | Thermometers, Electronic | Thermometers | Thermometers, Electronic | Active | MSH | MSH | 11N | Nursing 11N Medicine | 11th Floor - North Side | Welch Allyn | Sure Temp Plus 901053 | (21)23082182 | 2023-12-13
1069434 | Thermometers, Electronic | Thermometers | Thermometers, Electronic | Active | MSH | MSH | 11N | Nursing 11N Medicine | 11th Floor - North Side | Welch Allyn | Sure Temp Plus 901053 | (21)23314173 | 2023-12-13
1069435 | Thermometers, Electronic | Thermometers | Thermometers, Electronic | Active | MSH | MSH | 11N | Nursing 11N Medicine | 11th Floor - North Side | Welch Allyn | Sure Temp Plus 901053 | (21)23259541 | 2023-12-13
1069436 | Thermometers, Electronic | Thermometers | Thermometers, Electronic | Active | MSH | MSH | 11N | Nursing 11N Medicine | 11th Floor - North Side | Welch Allyn | Sure Temp Plus 901053 | (21)23108192 | 2023-12-13
1069437 | Thermometers, Electronic | Thermometers | Thermometers, Electronic | Active | MSH | MSH | 11N | Nursing 11N Medicine | 11th Floor - North Side | Welch Allyn | Sure Temp Plus 901053 | (21)23082191 | 2023-12-13
1069438 | Thermometers, Electronic | Thermometers | Thermometers, Electronic | Active | MSH | MSH | 11N | Nursing 11N Medicine | 11th Floor - North Side | Welch Allyn | Sure Temp Plus 901053 | (21)23082194 | 2023-12-13
1069439 | Thermometers, Electronic | Thermometers | Thermometers, Electronic | Active | MSH | MSH | 11N | Nursing 11N Medicine | 11th Floor - North Side | Welch Allyn | Sure Temp Plus 901053 | (21)23314165 | 2023-12-13
1069440 | Thermometers, Electronic | Thermometers | Thermometers, Electronic | Active | MSH | MSH | 11N | Nursing 11N Medicine | 11th Floor - North Side | Welch Allyn | Sure Temp Plus 901053 | (21)23314187 | 2023-12-13
1069441 | Thermometers, Electronic | Thermometers | Thermometers, Electronic | Active | MSH | MSH | 11N | Nursing 11N Medicine | 11th Floor - North Side | Welch Allyn | Sure Temp Plus 901053 | (21)23082187 | 2023-12-13
1069442 | Thermometers, Electronic | Thermometers | Thermometers, Electronic | Active | MSH | MSH | 11N | Nursing 11N Medicine | 11th Floor - North Side | Welch Allyn | Sure Temp Plus 901053 | (21)23314189 | 2023-12-13
1069443 | Thermometers, Electronic | Thermometers | Thermometers, Electronic | Active | MSH | MSH | 11N | Nursing 11N Medicine | 11th Floor - North Side | Welch Allyn | Sure Temp Plus 901053 | (21)23276190 | 2023-12-13
1069444 | Thermometers, Electronic | Thermometers | Thermometers, Electronic | Active | MSH | MSH | 11N | Nursing 11N Medicine | 11th Floor - North Side | Welch Allyn | Sure Temp Plus 901053 | (21)23276145 | 2023-12-13
1069445 | Thermometers, Electronic | Thermometers | Thermometers, Electronic | Active | MSH | MSH | 11N | Nursing 11N Medicine | 11th Floor - North Side | Welch Allyn | Sure Temp Plus 901053 | (21)23082180 | 2023-12-13
1069446 | Thermometers, Electronic | Thermometers | Thermometers, Electronic | Active | MSH | MSH | 11N | Nursing 11N Medicine | 11th Floor - North Side | Welch Allyn | Sure Temp Plus 901053 | (21)23082213 | 2023-12-13
1069447 | Thermometers, Electronic | Thermometers | Thermometers, Electronic | Active | MSH | MSH | 11N | Nursing 11N Medicine | 11th Floor - North Side | Welch Allyn | Sure Temp Plus 901053 | (21)23314174 | 2023-12-13
1069448 | Thermometers, Electronic | Thermometers | Thermometers, Electronic | Active | MSH | MSH | 11N | Nursing 11N Medicine | 11th Floor - North Side | Welch Allyn | Sure Temp Plus 901053 | (21)23082203 | 2023-12-13
1069449 | Thermometers, Electronic | Thermometers | Thermometers, Electronic | Active | MSH | MSH | 11N | Nursing 11N Medicine | 11th Floor - North Side | Welch Allyn | Sure Temp Plus 901053 | (21)23276164 | 2023-12-13
1069450 | Thermometers, Electronic | Thermometers | Thermometers, Electronic | Active | MSH | MSH | 11N | Nursing 11N Medicine | 11th Floor - North Side | Welch Allyn | Sure Temp Plus 901053 | (21)23314180 | 2023-12-13
1069451 | Thermometers, Electronic | Thermometers | Thermometers, Electronic | Active | MSH | MSH | 11N | Nursing 11N Medicine | 11th Floor - North Side | Welch Allyn | Sure Temp Plus 901053 | (21)23276155 | 2023-12-13
1069452 | Thermometers, Electronic | Thermometers | Thermometers, Electronic | Active | MSH | MSH | 11N | Nursing 11N Medicine | 11th Floor - North Side | Welch Allyn | Sure Temp Plus 901053 | (21)23314171 | 2023-12-13
1069453 | Thermometers, Electronic | Thermometers | Thermometers, Electronic | Active | MSH | MSH | 11N | Nursing 11N Medicine | 11th Floor - North Side | Welch Allyn | Sure Temp Plus 901053 | (21)23082205 | 2023-12-13
1069454 | Retinal Camera | Retinal Camera | Retinal Camera | Active | MSH | 60MURR | 1 | Ophthalmology Clinic | Ophthalmology | TOPCON INSTRUMENTS CORP OF AMERICA | TRC-NW8 | 083596 | 2009-10-29 | 50001 | 2010-10-29
1069455 | Chairs, Examination/Treatment, Dentistry | Chairs | Chairs, Examination/Treatment, Dentistry | Active | MSH | 60MURR | 1 | Ophthalmology Clinic | Ophthalmology | DEXTA CORP | MK54E | 122785-6 | 2001-01-01
1069456 | Lensometers | Lensometers | Lensometers | Active | MSH | 60MURR | 1 | Ophthalmology Clinic | Ophthalmology | AMERICAN OPTICAL CORP | 12603 | 1 | 2010-01-01
1069457 | Chairs, Examination/Treatment, Ophthalmology | Chairs | Chairs, Examination/Treatment, Ophthalmology | Active | MSH | 60MURR | 1 | Ophthalmology Clinic | Ophthalmology | S4OPTIK LLC | 2500 | 323-343 | 2023-05-01
1069458 | Examination/Treatment Stands, Ophthalmic | Examination/Treatment Stands | Examination/Treatment Stands, Ophthalmic | Active | MSH | 60MURR | 1 | Ophthalmology Clinic | Ophthalmology | S4OPTIK LLC | 2000 | 17-1968 | 2023-04-01
1069459 | Ophthalmoscopes | Ophthalmoscopes | Ophthalmoscopes | Active | MSH | 60MURR | 1 | Ophthalmology Clinic | Ophthalmology | Heine Optotechnik | Omega 500 | 108527 | 2007-01-01 |  |  | This device was not in TMS. Added to TMS.
1069460 | Refractors, Ophthalmologic | Refractors | Refractors, Ophthalmologic | Active | MSH | 60MURR | 1 | Ophthalmology Clinic | Ophthalmology | MARCO EQUIPMENT INC | RT1 | 11495 | 2010-01-01
1069461 | Video System Center | Video Systems | Video Systems | Active | MSH | MSH | 6 | Endoscopy | 6 - ENDO | OLYMPUS CORP MEDICAL INSTRUMENT DIV | CV-1500 - Evis X1 | 7354211 | 2023-12-13
1069472 | Lensometers | Lensometers | Lensometers | Active | MSH | 60MURR | 1 | Ophthalmology Clinic | Ophthalmology | TOPCON INSTRUMENTS CORP OF AMERICA | LM-T3 - Lensmeter | 305141 | 2010-01-01
1069475 | Ophthalmoscope/Otoscopes | Ophthalmoscope/Otoscopes | Ophthalmoscope/Otoscopes | Active | MSH | 60MURR | 1 | Ophthalmology Clinic | Ophthalmology | KEELER INSTRUMENTS INC | VANTAGE | 518311 | 2023-01-01
1069476 | Chairs, Examination/Treatment, Ophthalmology | Chairs | Chairs, Examination/Treatment, Ophthalmology | Active | MSH | 60MURR | 1 | Ophthalmology Clinic | Ophthalmology | S4OPTIK LLC | 2500 | 250-385 | 2018-08-01
1069477 | Positioning Aids | Positioning Aids | Positioning Aids | Active | MSH | 60MURR | 1 | Ophthalmology Clinic | Ophthalmology | S4OPTIK LLC | Model 1600 - Instrument Stand | 195-687 | 2018-08-01
1069478 | Ophthalmoscopes | Ophthalmoscopes | Ophthalmoscopes | Active | MSH | 60MURR | 1 | Ophthalmology Clinic | Ophthalmology | Heine Optotechnik | Omega 500 | 110235674 | 2007-07-10 |  |  | This device was not in TMS. Added to TMS.
1069479 | Lensometers | Lensometers | Lensometers | Active | MSH | 60MURR | 1 | Ophthalmology Clinic | Ophthalmology | TOPCON INSTRUMENTS CORP OF AMERICA | LM-T3 - Lensmeter | 305220 | 2010-01-01
1069480 | Optical Coherence Tomography Instrument | Optical Coherence Tomography Instrument | Optical Coherence Tomography Instrument | Active | MSH | 60MURR | 1 | Ophthalmology Clinic | Ophthalmology | CARL ZEISS CANADA LTD. | 5000 - Cirrus HD OCT | 2660021167571B | 2018-01-01
1069481 | Tonometers, Ophthalmic | Tonometers | Tonometers, Ophthalmic | Active | MSH | MSH | 3 | Emergency | Emergency | Icare Finland Oy | IC100 - TA011 | 2317AJ248 | 2023-12-14 |  | 2025-12-14 | Vendor is Axis Medical Spare parts 6 months warranty
1069482 | Monitors, Vital Signs | Monitors, Vital Signs | Monitors, Vital Signs | Active | BH | BH | 9N | Bridgepoint | 9th Floor - North Side | Welch Allyn | 74MT | 100086584323 | 2023-11-28 |  | 2020-02-15 | Cart/Trolley Serial Number: 100068995117 PO# 7201158210 $799.51
1069483 | Monitors, Vital Signs | Monitors, Vital Signs | Monitors, Vital Signs | Active | BH | BH | 9N | Bridgepoint | 9th Floor - North Side | Welch Allyn | 74MT | 100086514323 | 2023-11-28 |  | 2020-02-15 | Cart/Trolley Serial Number: 100068995117 PO# 7201158210 $799.51
1069484 | Monitors, Vital Signs | Monitors, Vital Signs | Monitors, Vital Signs | Active | BH | BH | 9N | Bridgepoint | 9th Floor - North Side | Welch Allyn | 74MT | 100088784323 | 2023-11-28 |  | 2020-02-15 | Cart/Trolley Serial Number: 100068995117 PO# 7201158210 $799.51
1069485 | Monitors, Vital Signs | Monitors, Vital Signs | Monitors, Vital Signs | Active | BH | BH | 9S | Bridgepoint | 9th Floor - South Side | Welch Allyn | 74MT | 100086454323 | 2023-11-28 |  | 2020-02-15 | Cart/Trolley Serial Number: 100068995117 PO# 7201158210 $799.51
1069486 | Monitors, Vital Signs | Monitors, Vital Signs | Monitors, Vital Signs | Active | BH | BH | 9S | Bridgepoint | 9th Floor - South Side | Welch Allyn | 74MT | 100001964423 | 2023-11-28 |  | 2020-02-15 | Cart/Trolley Serial Number: 100068995117 PO# 7201158210 $799.51
1069487 | Tonometers, Ophthalmic | Tonometers | Tonometers, Ophthalmic | Active | MSH | MSH | 3 | Emergency | Emergency | Icare Finland Oy | IC100 - TA011 | 2317AJ250 | 2023-12-14 |  | 2025-12-14 | Vendor is Axis Medical Spare parts 6 months warranty
1069488 | Amalgamators | Amalgamators | Amalgamators | Active | MSH | MSH | 4 | Dental Clinic | Dentistry | CAULK DENTSPLY | 400 | 28873 | 2010-10-06 | 5001 | 2011-10-06 | Old equipment-tagged on 15/12/2023
1069489 | Amalgamators | Amalgamators | Amalgamators | Active | MSH | MSH | 4 | Dental Clinic | Dentistry | CAULK DENTSPLY | 400 | 29195 | 2010-10-06 | 5001 | 2011-10-06 | Old equipment-tagged on 15/12/2023
1069490 | Amalgamators | Amalgamators | Amalgamators | Active | MSH | MSH | 4 | Dental Clinic | Dentistry | CAULK DENTSPLY | 400 | 37921 | 2010-10-06 | 5001 | 2011-10-06 | Old equipment-tagged on 15/12/2023
1069491 | Amalgamators | Amalgamators | Amalgamators | Active | MSH | MSH | 4 | Dental Clinic | Dentistry | CAULK DENTSPLY | 400 | 37919 | 2010-10-06 | 5001 | 2011-10-06 | Old equipment-tagged on 15/12/2023
1069492 | Amalgamators | Amalgamators | Amalgamators | Active | MSH | MSH | 4 | Dental Clinic | Dentistry | CAULK DENTSPLY | 400 | 37253 | 2010-10-06 | 5001 | 2011-10-06 | Old equipment-tagged on 15/12/2023
1069493 | Gutta Perch cone searing unit | Gutta Perch cone searing unit | Gutta Perch cone searing unit | Active | MSH | MSH | 4 | Dental Clinic | Dentistry | SybronEndo | 5004 | 29961 | 2011-12-17 | 2001 | 2010-12-17 | Old equipment-tagged on 15/12/2023
1069503 | Scales, Patient, Floor | Scales | Scales, Patient, Floor | Active | MSH | 60MURR | 4 | Family Practice Clinic | Family Medicine | HEALTH O METER INC | 654-2101KL | 2101E312301427 | 2023-12-15 | 0 | 2024-12-15
1069511 | Examination/Treatment Stands, Ophthalmic | Examination/Treatment Stands | Examination/Treatment Stands, Ophthalmic | Active | MSH | 60MURR | 1 | Ophthalmology Clinic | Ophthalmology | S4OPTIK LLC | 2000 | 174-1257 | 2021-01-01
1069512 | Examination/Treatment Stands, Ophthalmic | Examination/Treatment Stands | Examination/Treatment Stands, Ophthalmic | Active | MSH | 60MURR | 1 | Ophthalmology Clinic | Ophthalmology | S4OPTIK LLC | 2000 | 174-1292 | 2021-03-01
1069513 | Examination/Treatment Stands, Ophthalmic | Examination/Treatment Stands | Examination/Treatment Stands, Ophthalmic | Active | MSH | 60MURR | 1 | Ophthalmology Clinic | Ophthalmology | S4OPTIK LLC | 2000 | 174-1441 | 2021-09-01
1069514 | Examination/Treatment Stands, Ophthalmic | Examination/Treatment Stands | Examination/Treatment Stands, Ophthalmic | Active | MSH | 60MURR | 1 | Ophthalmology Clinic | Ophthalmology | S4OPTIK LLC | 2000 | 174-1435 | 2021-09-01
1069515 | Chairs, Examination/Treatment, Ophthalmology | Chairs | Chairs, Examination/Treatment, Ophthalmology | Active | MSH | 60MURR | 1 | Ophthalmology Clinic | Ophthalmology | S4OPTIK LLC | 2500 | 323-159 | 2021-03-01
1069516 | Chairs, Examination/Treatment, Ophthalmology | Chairs | Chairs, Examination/Treatment, Ophthalmology | Active | MSH | 60MURR | 1 | Ophthalmology Clinic | Ophthalmology | S4OPTIK LLC | 2500 | 323-158 | 2021-03-01
1069517 | Chairs, Examination/Treatment, Ophthalmology | Chairs | Chairs, Examination/Treatment, Ophthalmology | Active | MSH | 60MURR | 1 | Ophthalmology Clinic | Ophthalmology | S4OPTIK LLC | 2500 | 323-062 | 2020-07-01
1069518 | Chairs, Examination/Treatment, Ophthalmology | Chairs | Chairs, Examination/Treatment, Ophthalmology | Active | MSH | 60MURR | 1 | Ophthalmology Clinic | Ophthalmology | S4OPTIK LLC | 2500 | 323-250 | 2021-07-01
1069519 | Chairs, Examination/Treatment, Ophthalmology | Chairs | Chairs, Examination/Treatment, Ophthalmology | Active | MSH | 60MURR | 1 | Ophthalmology Clinic | Ophthalmology | S4OPTIK LLC | 2500 | 323-235 | 2021-07-01
1069520 | Chairs, Examination/Treatment, Ophthalmology | Chairs | Chairs, Examination/Treatment, Ophthalmology | Active | MSH | 60MURR | 1 | Ophthalmology Clinic | Ophthalmology | S4OPTIK LLC | 2500 | 323-061 | 2020-07-01
1069521 | Refractors, Ophthalmologic | Refractors | Refractors, Ophthalmologic | Active | MSH | 60MURR | 1 | Ophthalmology Clinic | Ophthalmology | REICHERT SCIENTIFIC INSTRUMENTS | 11635B - Phoroptor | 6125-0411 | 2011-07-01
1069522 | Thermometers, Electronic | Thermometers | Thermometers, Electronic | Active | MSH | MSH | 11N | Nursing 11N Medicine | 11th Floor - North Side | Welch Allyn | Sure Temp Plus 901053 | (21)20322972 | 2023-12-13
1069523 | Refractors, Ophthalmologic | Refractors | Refractors, Ophthalmologic | Active | MSH | 60MURR | 1 | Ophthalmology Clinic | Ophthalmology | REICHERT SCIENTIFIC INSTRUMENTS | 11635 - Phoroptor | AS11170 | 2001-01-01
1069524 | Refractors, Ophthalmologic | Refractors | Refractors, Ophthalmologic | Active | MSH | 60MURR | 1 | Ophthalmology Clinic | Ophthalmology | REICHERT SCIENTIFIC INSTRUMENTS | 11635 - Phoroptor | AS9472 | 2001-01-01
1069525 | Refractors, Ophthalmologic | Refractors | Refractors, Ophthalmologic | Active | MSH | 60MURR | 1 | Ophthalmology Clinic | Ophthalmology | REICHERT SCIENTIFIC INSTRUMENTS | 11635 - Phoroptor | AM5151 | 2001-01-01
1069526 | Refractors, Ophthalmologic | Refractors | Refractors, Ophthalmologic | Active | MSH | 60MURR | 1 | Ophthalmology Clinic | Ophthalmology | REICHERT SCIENTIFIC INSTRUMENTS | 11635B - Phoroptor | 61330-0611 | 2011-01-01
1069527 | Ophthalmoscopes | Ophthalmoscopes | Ophthalmoscopes | Active | MSH | 60MURR | 1 | Ophthalmology Clinic | Ophthalmology | Heine Optotechnik | Omega 500 | 1105679589 | 2007-01-01 |  |  | This device was not in TMS. Added to TMS.
1069528 | Ophthalmoscopes | Ophthalmoscopes | Ophthalmoscopes | Active | MSH | 60MURR | 1 | Ophthalmology Clinic | Ophthalmology | Heine Optotechnik | Omega 500 | 103325564 | 2007-01-01 |  |  | This device was not in TMS. Added to TMS.
1069529 | Ophthalmoscopes, Indirect | Ophthalmoscopes | Ophthalmoscopes, Indirect | Active | MSH | 60MURR | 1 | Ophthalmology Clinic | Ophthalmology | Heine Optotechnik | OMEGA 180 | 27907 | 2001-01-01 |  |  | This device was not in TMS. Added to TMS.
1069530 | Chairs, Examination/Treatment, Ophthalmology | Chairs | Chairs, Examination/Treatment, Ophthalmology | Active | MSH | 60MURR | 1 | Ophthalmology Clinic | Ophthalmology | Reliance Medical Products Inc | 7000HFC | 70110103004 | 2001-01-01
1069531 | Ophthalmoscopes, Indirect | Ophthalmoscopes | Ophthalmoscopes, Indirect | Active | MSH | 60MURR | 1 | Ophthalmology Clinic | Ophthalmology | KEELER INSTRUMENTS INC | SL4 Helmet | 518100 | 2023-01-01
1069532 | Ophthalmoscopes, Indirect | Ophthalmoscopes | Ophthalmoscopes, Indirect | Active | MSH | 60MURR | 1 | Ophthalmology Clinic | Ophthalmology | KEELER INSTRUMENTS INC | SL4 Helmet | 518175 | 2023-01-01
1069533 | Ophthalmoscopes, Indirect | Ophthalmoscopes | Ophthalmoscopes, Indirect | Active | MSH | 60MURR | 1 | Ophthalmology Clinic | Ophthalmology | KEELER INSTRUMENTS INC | SL4 Helmet | 518179 | 2023-01-01
1069535 | Chairs, Examination/Treatment | Chairs | Chairs, Examination/Treatment | Active | MSH | 60MURR | 1 | Ophthalmology Clinic | Ophthalmology | Reliance Medical Products Inc | Model 6200 - Exam Chair | 620013H0807001 | 2001-01-01
1069536 | Positioning Aids | Positioning Aids | Positioning Aids | Active | MSH | 60MURR | 1 | Ophthalmology Clinic | Ophthalmology | Reliance Medical Products Inc | 7720 - Instrument Stand | 20010303 | 2001-01-01
1069537 | Positioning Aids | Positioning Aids | Positioning Aids | Active | MSH | 60MURR | 1 | Ophthalmology Clinic | Ophthalmology | S4OPTIK LLC | Model 1600 - Instrument Stand | 195-823 | 2020-02-01
1069538 | Positioning Aids | Positioning Aids | Positioning Aids | Active | MSH | 60MURR | 1 | Ophthalmology Clinic | Ophthalmology | S4OPTIK LLC | Model 1600 - Instrument Stand | 195-686 | 2018-08-01
1069539 | Lights, Surgical | Lights | Lights, Surgical | Active | MSH | 60MURR | 1 | Ophthalmology Clinic | Ophthalmology | SKYTRON DIV KMW GROUP | Stellar | 10028 | 2010-08-01
1069540 | Chairs, Examination/Treatment | Chairs | Chairs, Examination/Treatment | Active | MSH | 60MURR | 1 | Ophthalmology Clinic | Ophthalmology | UFSK International OSYS GmbH | 500 XLE performanceLine | 6080 | 2023-04-01
1069541 | Microscopes | Microscopes | Microscopes | Active | MSH | 60MURR | 1 | Ophthalmology Clinic | Ophthalmology | CARL ZEISS CANADA LTD. | OPMI MDU | 317857 | 1998-01-01
1069542 | Retinoscopes | Retinoscopes | Retinoscopes | Active | MSH | 60MURR | 1 | Ophthalmology Clinic | Ophthalmology | S4OPTIK LLC | Righton Speedy 2K | 4810002 | 2020-01-01
1069567 | ELECTROCAUTERY UNITS, LINE POWERED | ELECTROCAUTERY UNITS | ELECTROCAUTERY UNITS, LINE POWERED | Active | MSH | MSH | 7 | SURGICAL SUITE (COMBINED WITH CYSTO) | 7th Floor - OR | Valleylab Covidien Div Covidien (US) | ForceTriad | T1K26022EX | 2019-05-15
1069593 | Cryosurgical Unit | Cryosurgical Unit | Cryosurgical Unit | Active | MSH | MSH | 7 | SURGICAL SUITE (COMBINED WITH CYSTO) | OR | COOPER SURGICAL | Frigitronics CE-2000 | 2023100004 | 2024-01-02
1069595 | Optical Coherence Tomography Instrument | Optical Coherence Tomography Instrument | Optical Coherence Tomography Instrument | Active | MSH | 60MURR | 1 | Ophthalmology Clinic | Ophthalmology | CARL ZEISS CANADA LTD. | 5000 - Cirrus HD OCT | 2660021167570B | 2018-01-01
1069604 | Slit Lamps | Slit Lamps | Slit Lamps | Active | MSH | 60MURR | 1 | Ophthalmology Clinic | Ophthalmology | CSO (Costruzione Strumenti Oftalmologici) srl | CSO SL-9900 3X - Slip Lamp | 23020208 | 2023-02-01
1069605 | Slit Lamps | Slit Lamps | Slit Lamps | Active | MSH | 60MURR | 1 | Ophthalmology Clinic | Ophthalmology | CSO (Costruzione Strumenti Oftalmologici) srl | CSO SL-9900 3X - Slip Lamp | 18090086 | 2017-09-01
1069606 | Slit Lamps | Slit Lamps | Slit Lamps | Active | MSH | 60MURR | 1 | Ophthalmology Clinic | Ophthalmology | CSO (Costruzione Strumenti Oftalmologici) srl | CSO SL-9900 3X - Slip Lamp | 21090119 | 2021-09-01
1069607 | Slit Lamps | Slit Lamps | Slit Lamps | Active | MSH | 60MURR | 1 | Ophthalmology Clinic | Ophthalmology | CSO (Costruzione Strumenti Oftalmologici) srl | CSO SL-9900 3X - Slip Lamp | 18080101 | 2018-08-01
1069608 | Slit Lamps | Slit Lamps | Slit Lamps | Active | MSH | 60MURR | 1 | Ophthalmology Clinic | Ophthalmology | CSO (Costruzione Strumenti Oftalmologici) srl | CSO SL-9900 3X - Slip Lamp | 21090120 | 2021-09-01
1069609 | Slit Lamps | Slit Lamps | Slit Lamps | Active | MSH | 60MURR | 1 | Ophthalmology Clinic | Ophthalmology | CSO (Costruzione Strumenti Oftalmologici) srl | CSO SL-9900 3X - Slip Lamp | 21010056 | 2021-01-01
1069610 | Slit Lamps | Slit Lamps | Slit Lamps | Active | MSH | 60MURR | 1 | Ophthalmology Clinic | Ophthalmology | CSO (Costruzione Strumenti Oftalmologici) srl | CSO SL-9900 3X - Slip Lamp | 21010058 | 2021-01-01
1069611 | Slit Lamps | Slit Lamps | Slit Lamps | Active | MSH | 60MURR | 1 | Ophthalmology Clinic | Ophthalmology | CSO (Costruzione Strumenti Oftalmologici) srl | CSO SL-9900 3X - Slip Lamp | 18080100 | 2018-08-01
1069612 | Slit Lamps | Slit Lamps | Slit Lamps | Active | MSH | 60MURR | 1 | Ophthalmology Clinic | Ophthalmology | CSO (Costruzione Strumenti Oftalmologici) srl | CSO SL-9900 3X - Slip Lamp | 20010303 | 2020-01-01
1069643 | Phototherapy Sytem | Phototherapy Units | Phototherapy Units | Active | MSH | MSH | 16M | Mother & Baby | 16th Floor - Murray Side | GE Healthcare | BiliSoft | HFAC60017 | 2024-01-10 |  | 2025-01-10 | Part of BiliSoft phototherapy lighting system
1069644 | Phototherapy Sytem | Phototherapy Units | Phototherapy Units | Active | MSH | MSH | 16M | Mother & Baby | 16th Floor - Murray Side | GE Healthcare | BiliSoft | HFAC60021 | 2024-01-10 |  | 2025-01-10 | Part of BiliSoft phototherapy lighting system
1069679 | High Frequency Desiccator with Cut | High Frequency Desiccator with Cut | High Frequency Desiccator with Cut | Active | MSH | 60MURR | 6 | Urolog. Wellness Koffler | 6th Floor | BOVIE (LIEBEL-FLARSHEIM CO.) | A950 | AA2312064 | 2014-11-19 | 2716.22 | 2015-11-19
1069703 | NIBP MONITOR | NIBP MONITOR | NIBP MONITOR | Active | MSH | MSH | 18 | Heart Function Clinic | 18th Floor | Microlife Corp | WatchBP office | 2022-06-2400104 | 2024-01-15 |  | 2025-08-08
1069712 | Detectors, Fetal Heart, Ultrasonic | SH Detectors | Detectors, Fetal Heart, Ultrasonic | Active | MSH | OPG | 3rd Floor | General Obstetrics | 3rd Floor | GloCommerce Inc | ToronTek-R88 | 23070100549 | 2024-01-18
1069713 | Detectors, Fetal Heart, Ultrasonic | SH Detectors | Detectors, Fetal Heart, Ultrasonic | Active | MSH | OPG | 3rd Floor | General Obstetrics | 3rd Floor | GloCommerce Inc | ToronTek-R88 | 23070101432 | 2024-01-18
1069714 | Detectors, Fetal Heart, Ultrasonic | SH Detectors | Detectors, Fetal Heart, Ultrasonic | Active | MSH | OPG | 3rd Floor | General Obstetrics | 3rd Floor | GloCommerce Inc | ToronTek -Q17 | 22110300011 | 2024-01-18
1069715 | Detectors, Fetal Heart, Ultrasonic | SH Detectors | Detectors, Fetal Heart, Ultrasonic | Active | MSH | OPG | 3rd Floor | General Obstetrics | 3rd Floor | GloCommerce Inc | ToronTek-R88 | 23070100521 | 2024-01-18
1069716 | Detectors, Fetal Heart, Ultrasonic | SH Detectors | Detectors, Fetal Heart, Ultrasonic | Active | MSH | OPG | 3rd Floor | General Obstetrics | 3rd Floor | GloCommerce Inc | ToronTek -Q17 | 22110300002 | 2024-01-18
1069717 | Detectors, Fetal Heart, Ultrasonic | SH Detectors | Detectors, Fetal Heart, Ultrasonic | Active | MSH | OPG | 3rd Floor | General Obstetrics | 3rd Floor | GloCommerce Inc | ToronTek -Q17 | 22110300014 | 2024-01-18
1069718 | Detectors, Fetal Heart, Ultrasonic | SH Detectors | Detectors, Fetal Heart, Ultrasonic | Active | MSH | OPG | 3rd Floor | General Obstetrics | 3rd Floor | GloCommerce Inc | ToronTek -Q17 | 22110300015 | 2024-01-18
1069719 | Detectors, Fetal Heart, Ultrasonic | SH Detectors | Detectors, Fetal Heart, Ultrasonic | Active | MSH | OPG | 3rd Floor | General Obstetrics | 3rd Floor | GloCommerce Inc | ToronTek-R88 | 23070100563 | 2024-01-18
1069720 | Detectors, Fetal Heart, Ultrasonic | SH Detectors | Detectors, Fetal Heart, Ultrasonic | Active | MSH | OPG | 3rd Floor | General Obstetrics | 3rd Floor | GloCommerce Inc | ToronTek -Q17 | 22110300013 | 2024-01-18
1069721 | Detectors, Fetal Heart, Ultrasonic | SH Detectors | Detectors, Fetal Heart, Ultrasonic | Active | MSH | OPG | 3rd Floor | General Obstetrics | 3rd Floor | GloCommerce Inc | ToronTek-R88 | 23070100567 | 2024-01-18
1069747 | Lights, Dental Activator | Lights | Lights, Dental Activator | Active | MSH | MSH | 4 | Dental Clinic | Dentistry | SYNTHES MAXILLOFACIAL | lumax GL - 91205 | 91205100147 | 2024-01-19
1069750 | Infusion Pumps, High-Flow, Warming | INFUSION PUMPS | Infusion Pumps, High-Flow, Warming | Active | MSH | MSH | 15U | Obstetrical Suite (L&D) | L&D OR | Smiths Medical | H-1200 | 33004048 | 2024-01-19 |  | 2025-01-03
1069751 | Access Point | Network Equipment | Access Point | Active | MSH | MSH | 12N | Biomedical Engineering | 12th Floor - North Side | Philips Healthcare | ITS4852A | DK51709836 | 2024-01-22 | 1180 | 2025-01-22 | Telemetry Wireless System. AP12NU13
1069752 | Access Point | Network Equipment | Access Point | Active | MSH | MSH | 12N | Biomedical Engineering | 12th Floor - North Side | Philips Healthcare | ITS4852A | DK51709953 | 2024-01-22 | 1180 | 2025-01-22 | Telemetry Wireless System. AP12NU07
1069753 | Access Point | Network Equipment | Access Point | Active | MSH | MSH | 12N | Biomedical Engineering | 12th Floor - North Side | Philips Healthcare | ITS4852A | DK51709957 | 2024-01-22 | 1180 | 2025-01-22 | Telemetry Wireless System. AP12NU12
1069754 | Access Point | Network Equipment | Access Point | Active | MSH | MSH | 12N | Biomedical Engineering | 12th Floor - North Side | Philips Healthcare | ITS4852A | DK51709964 | 2024-01-22 | 1180 | 2025-01-22 | Telemetry Wireless System. AP12NU05
1069755 | Access Point | Network Equipment | Access Point | Active | MSH | MSH | 12N | Biomedical Engineering | 12th Floor - North Side | Philips Healthcare | ITS4852A | DK51709965 | 2024-01-22 | 1180 | 2025-01-22 | Telemetry Wireless System. AP12NU11
1069756 | Access Point | Network Equipment | Access Point | Active | MSH | MSH | 12N | Biomedical Engineering | 12th Floor - North Side | Philips Healthcare | ITS4852A | DK51709967 | 2024-01-22 | 1180 | 2025-01-22 | Telemetry Wireless System. AP12NU09
1069757 | Access Point | Network Equipment | Access Point | Active | MSH | MSH | 12N | Biomedical Engineering | 12th Floor - North Side | Philips Healthcare | ITS4852A | DK51709970 | 2024-01-22 | 1180 | 2025-01-22 | Telemetry Wireless System. AP12NU14
1069758 | Access Point | Network Equipment | Access Point | Active | MSH | MSH | 12N | Biomedical Engineering | 12th Floor - North Side | Philips Healthcare | ITS4852A | DK51709975 | 2024-01-22 | 1180 | 2025-01-22 | Telemetry Wireless System. AP12NU10
1069759 | Access Point | Network Equipment | Access Point | Active | MSH | MSH | 12N | Biomedical Engineering | 12th Floor - North Side | Philips Healthcare | ITS4852A | DK51709976 | 2024-01-22 | 1180 | 2025-01-22 | Telemetry Wireless System. AP12NU08
1069760 | Access Point | Network Equipment | Access Point | Active | MSH | MSH | 12N | Biomedical Engineering | 12th Floor - North Side | Philips Healthcare | ITS4852A | DK51709981 | 2024-01-22 | 1180 | 2025-01-22 | Telemetry Wireless System. AP12NU02
1069761 | Access Point | Network Equipment | Access Point | Active | MSH | MSH | 12N | Biomedical Engineering | 12th Floor - North Side | Philips Healthcare | ITS4852A | DK51710518 | 2024-01-22 | 1180 | 2025-01-22 | Telemetry Wireless System. AP12NU06
1069762 | Access Point | Network Equipment | Access Point | Active | MSH | MSH | 12N | Biomedical Engineering | 12th Floor - North Side | Philips Healthcare | ITS4852A | DK51710558 | 2024-01-22 | 1180 | 2025-01-22 | Telemetry Wireless System. AP12NU03
1069763 | Access Point | Network Equipment | Access Point | Active | MSH | MSH | 12N | Biomedical Engineering | 12th Floor - North Side | Philips Healthcare | ITS4852A | DK51710603 | 2024-01-22 | 1180 | 2025-01-22 | Telemetry Wireless System. AP12NU01
1069764 | Access Point | Network Equipment | Access Point | Active | MSH | MSH | 12N | Biomedical Engineering | 12th Floor - North Side | Philips Healthcare | ITS4852A | DK51710606 | 2024-01-22 | 1180 | 2025-01-22 | Telemetry Wireless System. AP12NU04
1069765 | Sync Unit - New Gen ( black ) - 12 ports | Sync Unit | Sync Unit | Active | MSH | MSH | 12N | Biomedical Engineering | 12th Floor - North Side | Philips Healthcare | 866212 | SG63942278 | 2024-01-22 |  | 2025-01-22
1069766 | Sync Unit - New Gen ( black ) - 12 ports | Sync Unit | Sync Unit | Active | MSH | MSH | 12N | Biomedical Engineering | 12th Floor - North Side | Philips Healthcare | 866212 | SG63942285 | 2024-01-22 |  | 2025-01-22
1069767 | Network Switches- WS-C2960X-24PS-L V06 | Network Equipment | Network Switches | Active | MSH | MSH | 12N | Biomedical Engineering | 12th Floor - North Side | Cisco | 2960 | FOC2711Y76N | 2024-01-22 | 2857.8 | 2025-01-22 | 24 Port Switch with PoE Philips Product code# 866427 Service# 453564483441
1069776 | Thermometers, Electronic, Infrared, Ear | Thermometers | Thermometers, Electronic, Infrared, Ear | Active | MSH | MSH | 3 | Emergency | Emergency | Cardinal Health Canada Inc | Genius 3 | N22018348 | 2024-01-23
1069777 | Transducer, TOCO | Transducer | Transducer, Fetal Monitoring | Active | MSH | MSH | 15U | Obstetrical Suite (L&D) | L&D | Philips Healthcare | M2734B | DE43194145 | 2024-01-23 |  | 2025-01-09
1069778 | Transducer, TOCO | Transducer | Transducer, Fetal Monitoring | Active | MSH | MSH | 15U | Obstetrical Suite (L&D) | L&D | Philips Healthcare | M2734B | DE43194148 | 2024-01-23 |  | 2025-01-09
1069779 | Transducer, TOCO | Transducer | Transducer, Fetal Monitoring | Active | MSH | MSH | 15U | Obstetrical Suite (L&D) | L&D | Philips Healthcare | M2734B | DE43194151 | 2024-01-23 |  | 2025-01-09
1069780 | Transducer, TOCO | Transducer | Transducer, Fetal Monitoring | Active | MSH | MSH | 15U | Obstetrical Suite (L&D) | L&D | Philips Healthcare | M2734B | DE43194153 | 2024-01-23 |  | 2025-01-09
1069781 | Transducer, TOCO | Transducer | Transducer, Fetal Monitoring | Active | MSH | MSH | 15U | Obstetrical Suite (L&D) | L&D | Philips Healthcare | M2734B | DE43194157 | 2024-01-23 |  | 2025-01-09
1069782 | Transducer, TOCO | Transducer | Transducer, Fetal Monitoring | Active | MSH | MSH | 15U | Obstetrical Suite (L&D) | L&D | Philips Healthcare | M2734B | DE43194161 | 2024-01-23 |  | 2025-01-09
1069783 | Transducer, TOCO | Transducer | Transducer, Fetal Monitoring | Active | MSH | MSH | 15U | Obstetrical Suite (L&D) | L&D | Philips Healthcare | M2734B | DE43194163 | 2024-01-23 |  | 2025-01-09
1069784 | Transducer, TOCO | Transducer | Transducer, Fetal Monitoring | Active | MSH | MSH | 15U | Obstetrical Suite (L&D) | L&D | Philips Healthcare | M2734B | DE43194176 | 2024-01-23 |  | 2025-01-09
1069785 | Transducer, TOCO | Transducer | Transducer, Fetal Monitoring | Active | MSH | MSH | 15U | Obstetrical Suite (L&D) | L&D | Philips Healthcare | M2734B | DE43194177 | 2024-01-23 |  | 2025-01-09
1069786 | Transducer, TOCO | Transducer | Transducer, Fetal Monitoring | Active | MSH | MSH | 15U | Obstetrical Suite (L&D) | L&D | Philips Healthcare | M2734B | DE43194184 | 2024-01-23 |  | 2025-01-09
1069787 | Transducer, Fetal Monitoring | Transducer | Transducer, Fetal Monitoring | Active | MSH | MSH | 15U | Obstetrical Suite (L&D) | L&D | Philips Healthcare | M2736A | DE433H8794 | 2024-01-23 |  | 2025-01-09
1069788 | Transducer, Fetal Monitoring | Transducer | Transducer, Fetal Monitoring | Active | MSH | MSH | 15U | Obstetrical Suite (L&D) | L&D | Philips Healthcare | M2736A | DE433H8796 | 2024-01-23 |  | 2025-01-09
1069789 | Transducer, Fetal Monitoring | Transducer | Transducer, Fetal Monitoring | Active | MSH | MSH | 15U | Obstetrical Suite (L&D) | L&D | Philips Healthcare | M2736A | DE433H8799 | 2024-01-23 |  | 2025-01-09
1069790 | Transducer, Fetal Monitoring | Transducer | Transducer, Fetal Monitoring | Active | MSH | MSH | 15U | Obstetrical Suite (L&D) | L&D | Philips Healthcare | M2736A | DE433H8801 | 2024-01-23 |  | 2025-01-09
1069791 | Transducer, Fetal Monitoring | Transducer | Transducer, Fetal Monitoring | Active | MSH | MSH | 15U | Obstetrical Suite (L&D) | L&D | Philips Healthcare | M2736A | DE433H8802 | 2024-01-23 |  | 2025-01-09
1069792 | Transducer, Fetal Monitoring | Transducer | Transducer, Fetal Monitoring | Active | MSH | MSH | 15U | Obstetrical Suite (L&D) | L&D | Philips Healthcare | M2736A | DE433H8804 | 2024-01-23 |  | 2025-01-09
1069793 | Transducer, Fetal Monitoring | Transducer | Transducer, Fetal Monitoring | Active | MSH | MSH | 15U | Obstetrical Suite (L&D) | L&D | Philips Healthcare | M2736A | DE433H8851 | 2024-01-23 |  | 2025-01-09
1069794 | Transducer, Fetal Monitoring | Transducer | Transducer, Fetal Monitoring | Active | MSH | MSH | 15U | Obstetrical Suite (L&D) | L&D | Philips Healthcare | M2736A | DE433H8854 | 2024-01-23 |  | 2025-01-09
1069795 | Transducer, Fetal Monitoring | Transducer | Transducer, Fetal Monitoring | Active | MSH | MSH | 15U | Obstetrical Suite (L&D) | L&D | Philips Healthcare | M2736A | DE433H8855 | 2024-01-23 |  | 2025-01-09
1069796 | Transducer, Fetal Monitoring | Transducer | Transducer, Fetal Monitoring | Active | MSH | MSH | 15U | Obstetrical Suite (L&D) | L&D | Philips Healthcare | M2736A | DE433H8803 | 2024-01-23 |  | 2025-01-09
1069797 | Transducer, Fetal Monitoring, CL TOCO+ | Transducer | Transducer, Fetal Monitoring | Active | MSH | MSH | 15U | Obstetrical Suite (L&D) | L&D | Philips Healthcare | 866075 | DE44925027 | 2024-01-23 |  | 2025-01-09
1069798 | Transducer, Fetal Monitoring, CL TOCO+ | Transducer | Transducer, Fetal Monitoring | Active | MSH | MSH | 15U | Obstetrical Suite (L&D) | L&D | Philips Healthcare | 866075 | DE44925164 | 2024-01-23 |  | 2025-01-09
1069799 | Transducer, Fetal Monitoring, CL TOCO+ | Transducer | Transducer, Fetal Monitoring | Active | MSH | MSH | 15U | Obstetrical Suite (L&D) | L&D | Philips Healthcare | 866075 | DE44925167 | 2024-01-23 |  | 2025-01-09
1069800 | Transducer, Fetal Monitoring, CL TOCO+ | Transducer | Transducer, Fetal Monitoring | Active | MSH | MSH | 15U | Obstetrical Suite (L&D) | L&D | Philips Healthcare | 866075 | DE44925221 | 2024-01-23 |  | 2025-01-09
1069801 | Transducer, Fetal Monitoring, CL US | Transducer | Transducer, Fetal Monitoring | Active | MSH | MSH | 15U | Obstetrical Suite (L&D) | L&D | Philips Healthcare | 866076 | DE45038591 | 2024-01-23 |  | 2025-01-09
1069802 | Transducer, Fetal Monitoring, CL US | Transducer | Transducer, Fetal Monitoring | Active | MSH | MSH | 15U | Obstetrical Suite (L&D) | L&D | Philips Healthcare | 866076 | DE45038624 | 2024-01-23 |  | 2025-01-09
1069803 | Transducer, Fetal Monitoring, CL US | Transducer | Transducer, Fetal Monitoring | Active | MSH | MSH | 15U | Obstetrical Suite (L&D) | L&D | Philips Healthcare | 866076 | DE45038635 | 2024-01-23 |  | 2025-01-09
1069804 | Transducer, Fetal Monitoring, CL US | Transducer | Transducer, Fetal Monitoring | Active | MSH | MSH | 15U | Obstetrical Suite (L&D) | L&D | Philips Healthcare | 866076 | DE45038640 | 2024-01-23 |  | 2025-01-09
1069815 | Simulators, Multiparameter | Simulators | Simulators, Multiparameter | Active | MSH | MSH | 1 | Biomedical Engineering | Biomed - Courtney | Pronk Technologies | SlimSim - PR-SL-8 | 10706 | 2024-01-25 |  | 2025-01-25 | BIOMED test equipment Courtney's
1069816 | Simulators, Multiparameter | Simulators | Simulators, Multiparameter | Active | MSH | MSH | 1 | Biomedical Engineering | Biomed | Pronk Technologies | SlimSim - PR-SL-8 | 10707 | 2024-01-25 |  | 2025-01-25 | BIOMED test equipment
1069817 | Simulators, Multiparameter | Simulators | Simulators, Multiparameter | Active | MSH | MSH | 1 | Biomedical Engineering | Biomed | Pronk Technologies | SlimSim - PR-SL-8 | 10705 | 2024-01-25 |  | 2025-01-25 | BIOMED test equipment with Samir
1069827 | Air-oxygen Blender | Air-oxygen Blender | Air-oxygen Blender | Active | MSH | MSH | 17U | Respiratory Therapy | NICU | Sechrist Industries | 3500HL - Air-Oxygen Mixer | H17785 | 1997-01-01 | 1001 | 1998-01-01
1069833 | Image Grabber - TIMS system | Image Grabber | Image Grabber | Active | MSH | MSH | 16U | Physiotherapy | 16th Floor - University Side | Tims Medical Systems | TIMS DICOM System | 8002469 | 2024-01-26 |  | 2025-01-26 | Unit support by Vendor and JDMI Installed and removed the old system ( #1067169 ) , shipped back to to the vendor vendor : 978 458 4624 X 204 ( Kyle installed and configured the system ) The system is used in Imaging dept. ( Fluoroscopy ) , connetced to a port in small switch in the room. switch also connected to the data drop on the wall (5-5NW-562D ) . PC in the room also connected to the switch port device is on the wired network
1069841 | Electrosurgical Units, Monopolar/Bipolar | Electrosurgical Units | Electrosurgical Units, Monopolar/Bipolar | Active | MSH | MSH | 7 | SURGICAL SUITE (COMBINED WITH CYSTO) | OR 15 | Valleylab Covidien Div Covidien (US) | FT-10 | T3L72158DX | 2024-01-31
1069842 | Electrosurgical Units, Monopolar/Bipolar | Electrosurgical Units | Electrosurgical Units, Monopolar/Bipolar | Active | MSH | MSH | 7 | SURGICAL SUITE (COMBINED WITH CYSTO) | OR | Valleylab Covidien Div Covidien (US) | FT-10 | T3L72157DX | 2024-01-31
1069927 | Drills | Drills | Drills | Active | MSH | MSH | 4 | ENT Clinic | 4 | Medtronic of Canada | 18-97102 | 113140 | 2007-12-20 | 22500 | 2008-12-20 | A new footswitch replaced broken one (beyond repair according to service of Medtronic) on April 7, 2011.. New footswitch s/n 01698 (Product ID:00885074231013, CFN: 1895420).
1069928 | Chairs, Examination/Treatment, Ophthalmology | Chairs | Chairs, Examination/Treatment, Ophthalmology | Active | MSH | MSH | 4 | ENT Clinic | 4 | Reliance Medical Products Inc | 7000HFC | 0234316 | 2001-01-01
1069929 | Light Sources, Fiberoptic | Light Sources | Light Sources, Fiberoptic | Active | MSH | MSH | 4 | ENT Clinic | 4 | OLYMPUS CORP MEDICAL INSTRUMENT DIV | CLH-SC | 7946084 | 2011-12-22 | 10001 | 2011-12-22
1069930 | Light Sources, Fiberoptic | Light Sources | Light Sources, Fiberoptic | Active | MSH | MSH | 4 | ENT Clinic | 4 | OLYMPUS CORP MEDICAL INSTRUMENT DIV | CLH-SC | 7434515 | 2011-12-22 | 10001 | 2011-12-22
1069940 | Monitors, Vital Signs | Monitors, Vital Signs | Monitors, Vital Signs | Active | BH | BH | 3N | Bridgepoint | 3rd Floor - North Side | Welch Allyn | 74MT | 100001874423 | 2023-11-28 |  | 2020-02-15 | Cart/Trolley Serial Number: 100068995117 PO# 7201158210 $799.51
1069941 | Monitors, Vital Signs | Monitors, Vital Signs | Monitors, Vital Signs | Active | BH | BH | 3N | Bridgepoint | 3rd Floor - North Side | Welch Allyn | 74MT | 100002024423 | 2023-11-28 |  | 2020-02-15 | Cart/Trolley Serial Number: 100068995117 PO# 7201158210 $799.51
1069943 | Monitors, Vital Signs | Monitors, Vital Signs | Monitors, Vital Signs | Active | BH | BH | 3N | Bridgepoint | 3rd Floor - North Side | Welch Allyn | 74MT | 1 | 2023-11-28 |  | 2020-02-15 | Cart/Trolley Serial Number: 100068995117 PO# 7201158210 $799.51
1069944 | Monitors, Vital Signs | Monitors, Vital Signs | Monitors, Vital Signs | Active | BH | BH | 3N | Bridgepoint | 3rd Floor - North Side | Welch Allyn | 74MT | 100002084423 | 2023-11-28 |  | 2020-02-15 | Cart/Trolley Serial Number: 100068995117 PO# 7201158210 $799.51
1069945 | Monitors, Vital Signs | Monitors, Vital Signs | Monitors, Vital Signs | Active | BH | BH | 3N | Bridgepoint | 3rd Floor - North Side | Welch Allyn | 74MT | 10086654323 | 2023-11-28 |  | 2020-02-15 | Cart/Trolley Serial Number: 100068995117 PO# 7201158210 $799.51
1069946 | Monitors, Vital Signs | Monitors, Vital Signs | Monitors, Vital Signs | Active | BH | BH | 3N | Bridgepoint | 3rd Floor - North Side | Welch Allyn | 74MT | 10086484323 | 2023-11-28 |  | 2020-02-15 | Cart/Trolley Serial Number: 100068995117 PO# 7201158210 $799.51
1069955 | Treatment Cabinet | Treatment Cabinet | Treatment Cabinet | Active | MSH | MSH | 4 | ENT Clinic | 4 | Dulong Medtech | S160070D | S160001D-09450 | 2009-10-29 | 5001 | 2010-10-29
1069956 | Treatment Cabinet | Treatment Cabinet | Treatment Cabinet | Active | MSH | MSH | 4 | ENT Clinic | 4 | Dulong Medtech | S160070D | S160001D-02167 | 2009-10-29 | 5001 | 2010-10-29
1069957 | Treatment Cabinet | Treatment Cabinet | Treatment Cabinet | Active | MSH | MSH | 4 | ENT Clinic | Clinic B | Dulong Medtech | S160070D | S160001D-08834 | 2009-10-29 | 5001 | 2010-10-29
1069959 | Waterless Milk Warmer | WARMERS | WARMERS, SOLUTION | Active | MSH | MSH | 17U | NICU | NICU | MEDELA INC | 87115 | 1886177 | 2024-02-07
1069960 | Waterless Milk Warmer | WARMERS | WARMERS, SOLUTION | Active | MSH | MSH | 17U | NICU | NICU | MEDELA INC | 87115 | 1886179 | 2024-02-07
1069961 | Waterless Milk Warmer | WARMERS | WARMERS, SOLUTION | Active | MSH | MSH | 17U | NICU | NICU | MEDELA INC | 87115 | 1886180 | 2024-02-07
1069962 | Waterless Milk Warmer | WARMERS | WARMERS, SOLUTION | Active | MSH | MSH | 17U | NICU | NICU | MEDELA INC | 87115 | 1886182 | 2024-02-07
1069963 | Waterless Milk Warmer | WARMERS | WARMERS, SOLUTION | Active | MSH | MSH | 17U | NICU | NICU | MEDELA INC | 87115 | 1886195 | 2024-02-07
1069964 | Waterless Milk Warmer | WARMERS | WARMERS, SOLUTION | Active | MSH | MSH | 17U | NICU | NICU | MEDELA INC | 87115 | 1886209 | 2024-02-07
1069965 | Waterless Milk Warmer | WARMERS | WARMERS, SOLUTION | Active | MSH | MSH | 17U | NICU | NICU | MEDELA INC | 87115 | 1886211 | 2024-02-07
1069984 | ENT Treatment Cabinet | ENT Treatment Cabinet | ENT Treatment Cabinet | Active | MSH | MSH | 4 | ENT Clinic | 4 | MTI | TC100A | 110526034 | 2015-02-23 | 3535 | 2016-02-23 | MTI phone #:801-887-5114
1069985 | Light Sources, Fiberoptic | Light Sources | Light Sources, Fiberoptic | Active | MSH | MSH | 4 | ENT Clinic | 4 | OLYMPUS CORP MEDICAL INSTRUMENT DIV | CLK-4 | 7854868 | 1995-03-31 | 2001 | 1996-03-31 | CSA. CLASS 2G
1069986 | Light Sources, Fiberoptic | Light Sources | Light Sources, Fiberoptic | Active | MSH | MSH | 4 | ENT Clinic | 4 | OLYMPUS CORP MEDICAL INSTRUMENT DIV | CLH-SC | 7946116 | 2011-12-22 | 10001 | 2011-12-22
1069987 | Light Sources, Fiberoptic | Light Sources | Light Sources, Fiberoptic | Active | MSH | MSH | 4 | ENT Clinic | 4 | OLYMPUS CORP MEDICAL INSTRUMENT DIV | CLH-SC | 7132191 | 2011-12-22 | 10001 | 2011-12-22
1069988 | Light Sources, Fiberoptic | Light Sources | Light Sources, Fiberoptic | Active | MSH | MSH | 4 | ENT Clinic | 4 | OLYMPUS CORP MEDICAL INSTRUMENT DIV | CLH-SC | 7920275 | 2011-12-22 | 10001 | 2011-12-22
1069989 | Light Sources, Fiberoptic | Light Sources | Light Sources, Fiberoptic | Active | MSH | MSH | 4 | ENT Clinic | 4 | OLYMPUS CORP MEDICAL INSTRUMENT DIV | CLH-SC | 7946143 | 2011-12-22 | 10001 | 2011-12-22
1069990 | Light Sources, Fiberoptic | Light Sources | Light Sources, Fiberoptic | Active | MSH | MSH | 4 | ENT Clinic | 4 | OLYMPUS CORP MEDICAL INSTRUMENT DIV | CLH-SC | 7031596 | 2011-12-22 | 10001 | 2011-12-22
1069991 | Light Sources, Fiberoptic | Light Sources | Light Sources, Fiberoptic | Active | MSH | MSH | 4 | ENT Clinic | 4 | OLYMPUS CORP MEDICAL INSTRUMENT DIV | CLH-SC | 7920279 | 2011-12-22 | 10001 | 2011-12-22
1069992 | Light Sources, Fiberoptic | Light Sources | Light Sources, Fiberoptic | Active | MSH | MSH | 4 | ENT Clinic | 4 | OLYMPUS CORP MEDICAL INSTRUMENT DIV | CLH-SC | 7829983 | 2011-12-22 | 10001 | 2011-12-22
1069993 | Video Systems, Endoscopic | Video Systems | Video Systems, Endoscopic | Active | MSH | MSH | 4 | ENT Clinic | 4 | OLYMPUS CORP MEDICAL INSTRUMENT DIV | CV-170 | 798532 | 2021-03-25 |  | 2021-04-01
1069995 | Treatment Cabinet | Treatment Cabinet | Treatment Cabinet | Active | MSH | MSH | 4 | ENT Clinic | 4 | Dulong Medtech | S160070D | S16001D09429 | 2009-10-29 | 5001 | 2010-10-29
1069996 | Treatment Cabinet | Treatment Cabinet | Treatment Cabinet | Active | MSH | MSH | 4 | ENT Clinic | 4 | Dulong Medtech | S160070D | S16001D15049 | 2022-03-11 | 5001 | 2010-10-29
1069997 | Treatment Cabinet | Treatment Cabinet | Treatment Cabinet | Active | MSH | MSH | 4 | ENT Clinic | 4 | Dulong Medtech | S160070D | S16001D395741-1 | 2022-03-11 | 5001 | 2010-10-29
1069998 | Treatment Cabinet | Treatment Cabinet | Treatment Cabinet | Active | MSH | MSH | 4 | ENT Clinic | 4 | Dulong Medtech | S160070D | S16001D15050 | 2022-03-11 | 5001 | 2010-10-29
1069999 | Treatment Cabinet | Treatment Cabinet | Treatment Cabinet | Active | MSH | MSH | 4 | ENT Clinic | 4 | Dulong Medtech | S160070D | S16001D15023 | 2020-03-01 | 5001 | 2010-10-29
1070001 | NON-INVASIVE BLOOD PRESSURE | NON-INVASIVE BLOOD PRESSURE | NON-INVASIVE BLOOD PRESSURE | Active | MSH | MSH | 4 | ENT Clinic | 4 | SunTech Medical | CT40 | 00128851 | 2020-02-24
1070002 | Video Systems, Endoscopic | Video Systems | Video Systems, Endoscopic | Active | MSH | MSH | 4 | ENT Clinic | 4 | OLYMPUS CORP MEDICAL INSTRUMENT DIV | CV-170 | 7985242 | 2021-03-25 |  | 2021-04-01
1070003 | Waterless Milk Warmer | WARMERS | WARMERS, SOLUTION | Active | MSH | MSH | 17U | NICU | NICU | MEDELA INC | 87115 | 1886360 | 2024-02-14
1070005 | Power Supply | Power Supply | Power Supply | Active | MSH | MSH | 1 | Biomedical Engineering | Biomed | B & K Precision Corp | 9130C - DC Power Supply | 800885011777210001 | 2024-02-15
1070010 | Monitors, Vital Signs | Monitors, Vital Signs | Monitors, Vital Signs | Active | MSH | MSH | 15M | Nursing 15 Murray/Antenatal | 15th Floor - Murray Side | MASIMO | V5000S-25107 | MXL04332P7 | 2024-01-02 |  |  | SafetyNet Viewstation 15 Murray
1070011 | Monitors, Vital Signs | Monitors, Vital Signs | Monitors, Vital Signs | Active | MSH | MSH | 16M | Mother & Baby | 16th Floor - Murray Side | MASIMO | V5000S-25107 | MXL04332R2 | 2024-01-02 |  |  | SafetyNet Viewstation 16 Murray
1070015 | Humidifiers | Humidifiers | Humidifiers | Active | MSH | MSH | 17U | Respiratory Therapy | NICU | FISHER & PAYKEL MEDICAL INC | 950JUS-FPH950 | 230711037403 | 2024-02-27 |  | 2025-02-27 | See attachment for additional information
1070016 | Humidifiers | Humidifiers | Humidifiers | Active | MSH | MSH | 17U | Respiratory Therapy | NICU | FISHER & PAYKEL MEDICAL INC | 950JUS-FPH950 | 230711037399 | 2024-02-27 |  | 2025-02-27 | See attachment for additional information
1070017 | Humidifiers | Humidifiers | Humidifiers | Active | MSH | MSH | 17U | Respiratory Therapy | NICU | FISHER & PAYKEL MEDICAL INC | 950JUS-FPH950 | 230712037448 | 2024-02-27 |  | 2025-02-27 | See attachment for additional information
1070018 | Humidifiers | Humidifiers | Humidifiers | Active | MSH | MSH | 17U | Respiratory Therapy | NICU | FISHER & PAYKEL MEDICAL INC | 950JUS-FPH950 | 230711037433 | 2024-02-27 |  | 2025-02-27 | See attachment for additional information
1070019 | Humidifiers | Humidifiers | Humidifiers | Active | MSH | MSH | 17U | Respiratory Therapy | NICU | FISHER & PAYKEL MEDICAL INC | 950JUS-FPH950 | 230712037443 | 2024-02-27 |  | 2025-02-27 | See attachment for additional information
1070020 | Humidifiers | Humidifiers | Humidifiers | Active | MSH | MSH | 17U | Respiratory Therapy | NICU | FISHER & PAYKEL MEDICAL INC | 950JUS-FPH950 | 230711037400 | 2024-02-27 |  | 2025-02-27 | See attachment for additional information
1070021 | Humidifiers | Humidifiers | Humidifiers | Active | MSH | MSH | 17U | Respiratory Therapy | NICU | FISHER & PAYKEL MEDICAL INC | 950JUS-FPH950 | 230711037419 | 2024-02-27 |  | 2025-02-27 | See attachment for additional information
1070022 | Humidifiers | Humidifiers | Humidifiers | Active | MSH | MSH | 17U | Respiratory Therapy | NICU | FISHER & PAYKEL MEDICAL INC | 950JUS-FPH950 | 230711037412 | 2024-02-27 |  | 2025-02-27 | See attachment for additional information
1070023 | Humidifiers | Humidifiers | Humidifiers | Active | MSH | MSH | 17U | Respiratory Therapy | NICU | FISHER & PAYKEL MEDICAL INC | 950JUS-FPH950 | 230712037441 | 2024-02-27 |  | 2025-02-27 | See attachment for additional information
1070024 | Humidifiers | Humidifiers | Humidifiers | Active | MSH | MSH | 17U | Respiratory Therapy | NICU | FISHER & PAYKEL MEDICAL INC | 950JUS-FPH950 | 230711037416 | 2024-02-27 |  | 2025-02-27 | See attachment for additional information
1070025 | Humidifiers | Humidifiers | Humidifiers | Active | MSH | MSH | 17U | Respiratory Therapy | NICU | FISHER & PAYKEL MEDICAL INC | 950JUS-FPH950 | 230711037436 | 2024-02-27 |  | 2025-02-27 | See attachment for additional information
1070026 | Humidifiers | Humidifiers | Humidifiers | Active | MSH | MSH | 17U | Respiratory Therapy | NICU | FISHER & PAYKEL MEDICAL INC | 950JUS-FPH950 | 230711037413 | 2024-02-27 |  | 2025-02-27 | See attachment for additional information
1070027 | Humidifiers | Humidifiers | Humidifiers | Active | MSH | MSH | 17U | Respiratory Therapy | NICU | FISHER & PAYKEL MEDICAL INC | 950JUS-FPH950 | 230711037434 | 2024-02-27 |  | 2025-02-27 | See attachment for additional information
1070028 | Humidifiers | Humidifiers | Humidifiers | Active | MSH | MSH | 17U | Respiratory Therapy | NICU | FISHER & PAYKEL MEDICAL INC | 950JUS-FPH950 | 230711037401 | 2024-02-27 |  | 2025-02-27 | See attachment for additional information
1070029 | Humidifiers | Humidifiers | Humidifiers | Active | MSH | MSH | 17U | Respiratory Therapy | NICU | FISHER & PAYKEL MEDICAL INC | 950JUS-FPH950 | 230711037437 | 2024-02-27 |  | 2025-02-27 | See attachment for additional information
1070030 | Humidifiers | Humidifiers | Humidifiers | Active | MSH | MSH | 17U | Respiratory Therapy | NICU | FISHER & PAYKEL MEDICAL INC | 950JUS-FPH950 | 230711037418 | 2024-02-27 |  | 2025-02-27 | See attachment for additional information
1070031 | Humidifiers | Humidifiers | Humidifiers | Active | MSH | MSH | 17U | Respiratory Therapy | NICU | FISHER & PAYKEL MEDICAL INC | 950JUS-FPH950 | 230712037442 | 2024-02-27 |  | 2025-02-27 | See attachment for additional information
1070032 | Humidifiers | Humidifiers | Humidifiers | Active | MSH | MSH | 17U | Respiratory Therapy | NICU | FISHER & PAYKEL MEDICAL INC | 950JUS-FPH950 | 230711037421 | 2024-02-27 |  | 2025-02-27 | See attachment for additional information
1070033 | Humidifiers | Humidifiers | Humidifiers | Active | MSH | MSH | 17U | Respiratory Therapy | NICU | FISHER & PAYKEL MEDICAL INC | 950JUS-FPH950 | 230711037417 | 2024-02-27 |  | 2025-02-27 | See attachment for additional information
1070034 | Humidifiers | Humidifiers | Humidifiers | Active | MSH | MSH | 17U | Respiratory Therapy | NICU | FISHER & PAYKEL MEDICAL INC | 950JUS-FPH950 | 230711037425 | 2024-02-27 |  | 2025-02-27 | See attachment for additional information
1070035 | Humidifiers | Humidifiers | Humidifiers | Active | MSH | MSH | 17U | Respiratory Therapy | NICU | FISHER & PAYKEL MEDICAL INC | 950JUS-FPH950 | 230712037440 | 2024-02-27 |  | 2025-02-27 | See attachment for additional information
1070036 | Humidifiers | Humidifiers | Humidifiers | Active | MSH | MSH | 17U | Respiratory Therapy | NICU | FISHER & PAYKEL MEDICAL INC | 950JUS-FPH950 | 230711037427 | 2024-02-27 |  | 2025-02-27 | See attachment for additional information
1070037 | Humidifiers | Humidifiers | Humidifiers | Active | MSH | MSH | 17U | Respiratory Therapy | NICU | FISHER & PAYKEL MEDICAL INC | 950JUS-FPH950 | 230712037454 | 2024-02-27 |  | 2025-02-27 | See attachment for additional information
1070038 | Humidifiers | Humidifiers | Humidifiers | Active | MSH | MSH | 17U | Respiratory Therapy | NICU | FISHER & PAYKEL MEDICAL INC | 950JUS-FPH950 | 230711037426 | 2024-02-27 |  | 2025-02-27 | See attachment for additional information
1070039 | Humidifiers | Humidifiers | Humidifiers | Active | MSH | MSH | 17U | Respiratory Therapy | NICU | FISHER & PAYKEL MEDICAL INC | 950JUS-FPH950 | 230712037446 | 2024-02-27 |  | 2025-02-27 | See attachment for additional information
1070040 | Humidifiers | Humidifiers | Humidifiers | Active | MSH | MSH | 17U | Respiratory Therapy | NICU | FISHER & PAYKEL MEDICAL INC | 950JUS-FPH950 | 230712037455 | 2024-02-27 |  | 2025-02-27 | See attachment for additional information
1070041 | Humidifiers | Humidifiers | Humidifiers | Active | MSH | MSH | 17U | Respiratory Therapy | NICU | FISHER & PAYKEL MEDICAL INC | 950JUS-FPH950 | 230712037445 | 2024-02-27 |  | 2025-02-27 | See attachment for additional information
1070042 | Humidifiers | Humidifiers | Humidifiers | Active | MSH | MSH | 17U | Respiratory Therapy | NICU | FISHER & PAYKEL MEDICAL INC | 950JUS-FPH950 | 230712037444 | 2024-02-27 |  | 2025-02-27 | See attachment for additional information
1070043 | Humidifiers | Humidifiers | Humidifiers | Active | MSH | MSH | 17U | Respiratory Therapy | NICU | FISHER & PAYKEL MEDICAL INC | 950JUS-FPH950 | 230712037456 | 2024-02-27 |  | 2025-02-27 | See attachment for additional information
1070044 | Humidifiers | Humidifiers | Humidifiers | Active | MSH | MSH | 17U | Respiratory Therapy | NICU | FISHER & PAYKEL MEDICAL INC | 950JUS-FPH950 | 230712037458 | 2024-02-27 |  | 2025-02-27 | See attachment for additional information
1070045 | Humidifiers | Humidifiers | Humidifiers | Active | MSH | MSH | 17U | Respiratory Therapy | NICU | FISHER & PAYKEL MEDICAL INC | 950JUS-FPH950 | 230712037447 | 2024-02-27 |  | 2025-02-27 | See attachment for additional information
1070046 | Humidifiers | Humidifiers | Humidifiers | Active | MSH | MSH | 17U | Respiratory Therapy | NICU | FISHER & PAYKEL MEDICAL INC | 950JUS-FPH950 | 230712037450 | 2024-02-27 |  | 2025-02-27 | See attachment for additional information
1070047 | Humidifiers | Humidifiers | Humidifiers | Active | MSH | MSH | 17U | Respiratory Therapy | NICU | FISHER & PAYKEL MEDICAL INC | 950JUS-FPH950 | 230712037453 | 2024-02-27 |  | 2025-02-27 | See attachment for additional information
1070048 | Humidifiers | Humidifiers | Humidifiers | Active | MSH | MSH | 17U | Respiratory Therapy | NICU | FISHER & PAYKEL MEDICAL INC | 950JUS-FPH950 | 230712037452 | 2024-02-27 |  | 2025-02-27 | See attachment for additional information
1070049 | Humidifiers | Humidifiers | Humidifiers | Active | MSH | MSH | 17U | Respiratory Therapy | NICU | FISHER & PAYKEL MEDICAL INC | 950JUS-FPH950 | 230712037439 | 2024-02-27 |  | 2025-02-27 | See attachment for additional information
1070050 | Humidifiers | Humidifiers | Humidifiers | Active | MSH | MSH | 17U | Respiratory Therapy | NICU | FISHER & PAYKEL MEDICAL INC | 950JUS-FPH950 | 230712037457 | 2024-02-27 |  | 2025-02-27 | See attachment for additional information
1070051 | Humidifiers | Humidifiers | Humidifiers | Active | MSH | MSH | 17U | Respiratory Therapy | NICU | FISHER & PAYKEL MEDICAL INC | 950JUS-FPH950 | 230712037451 | 2024-02-27 |  | 2025-02-27 | See attachment for additional information
1070052 | Humidifiers | Humidifiers | Humidifiers | Active | MSH | MSH | 17U | Respiratory Therapy | NICU | FISHER & PAYKEL MEDICAL INC | 950JUS-FPH950 | 230712037449 | 2024-02-27 |  | 2025-02-27 | See attachment for additional information
1070054 | Sphygmomanometers, Electronic, Automatic | Sphygmomanometers | Sphygmomanometers, Electronic, Automatic | Active | MSH | 60MURR | 5 | Leadership Sinai Center For Diabetes | Diabetes Unit | BpTRU MEDICAL DEVICES LTD. | BPM-200 | 03-010231 | 2017-01-10 | 929 | 2018-01-10 | Can not be calibrated in house-they have to be shipped to the compnay-vancouver
1070056 | Bassinets | SH Bassinets | Bassinets | Active | MSH | MSH | 17U | NICU | 17th Floor - University | Amico | Jordan Series - Baby Bassinet | 2000057193 | 2024-11-21 |  |  | NOTE: not tagged Maintained by building services Asset created for inventory/capital purposes only. Received 24 unit no serial number
1070057 | Bassinets | Bassinets | Bassinets | Active | MSH | MSH | 16M | Mother & Baby | 16th Floor - Murray Side | Amico | Jordan Series - Baby Bassinet | 80099628 | 2024-02-20 |  | 2025-02-20 | NOTE: not tagged Maintained by building services Asset created for inventory/capital purposes only Received 24 unit no serial number
1070058 | Bassinets | Bassinets | Bassinets | Active | MSH | MSH | 16M | Mother & Baby | 16th Floor - Murray Side | Amico | Jordan Series - Baby Bassinet | 80099628 | 2024-02-20 |  | 2025-02-20 | NOTE: not tagged Maintained by building services Asset created for inventory/capital purposes only
1070059 | Bassinets | Bassinets | Bassinets | Active | MSH | MSH | 16M | Mother & Baby | 16th Floor - Murray Side | Amico | Jordan Series - Baby Bassinet | 80099628 | 2024-02-20 |  | 2025-02-20 | NOTE: not tagged Maintained by building services Asset created for inventory/capital purposes only
1070060 | Bassinets | Bassinets | Bassinets | Active | MSH | MSH | 16M | Mother & Baby | 16th Floor - Murray Side | Amico | Jordan Series - Baby Bassinet | 80099628 | 2024-02-20 |  | 2025-02-20 | NOTE: not tagged Maintained by building services Asset created for inventory/capital purposes only
1070061 | Bassinets | Bassinets | Bassinets | Active | MSH | MSH | 16M | Mother & Baby | 16th Floor - Murray Side | Amico | Jordan Series - Baby Bassinet | 80099628 | 2024-02-20 |  | 2025-02-20 | NOTE: not tagged Maintained by building services Asset created for inventory/capital purposes only
1070062 | Bassinets | Bassinets | Bassinets | Active | MSH | MSH | 16M | Mother & Baby | 16th Floor - Murray Side | Amico | Jordan Series - Baby Bassinet | 80099628 | 2024-02-20 |  | 2025-02-20 | NOTE: not tagged Maintained by building services Asset created for inventory/capital purposes only
1070063 | Bassinets | Bassinets | Bassinets | Active | MSH | MSH | 16M | Mother & Baby | 16th Floor - Murray Side | Amico | Jordan Series - Baby Bassinet | 80099628 | 2024-02-20 |  | 2025-02-20 | NOTE: not tagged Maintained by building services Asset created for inventory/capital purposes only
1070064 | Bassinets | Bassinets | Bassinets | Active | MSH | MSH | 16M | Mother & Baby | 16th Floor - Murray Side | Amico | Jordan Series - Baby Bassinet | 80099628 | 2024-02-20 |  | 2025-02-20 | NOTE: not tagged Maintained by building services Asset created for inventory/capital purposes only
1070065 | Bassinets | Bassinets | Bassinets | Active | MSH | MSH | 16M | Mother & Baby | 16th Floor - Murray Side | Amico | Jordan Series - Baby Bassinet | 80099628 | 2024-02-20 |  | 2025-02-20 | NOTE: not tagged Maintained by building services Asset created for inventory/capital purposes only
1070066 | Bassinets | Bassinets | Bassinets | Active | MSH | MSH | 16M | Mother & Baby | 16th Floor - Murray Side | Amico | Jordan Series - Baby Bassinet | 80099628 | 2024-02-20 |  | 2025-02-20 | NOTE: not tagged Maintained by building services Asset created for inventory/capital purposes only
1070067 | Bassinets | Bassinets | Bassinets | Active | MSH | MSH | 16M | Mother & Baby | 16th Floor - Murray Side | Amico | Jordan Series - Baby Bassinet | 80099628 | 2024-02-20 |  | 2025-02-20 | NOTE: not tagged Maintained by building services Asset created for inventory/capital purposes only
1070068 | Bassinets | Bassinets | Bassinets | Active | MSH | MSH | 16M | Mother & Baby | 16th Floor - Murray Side | Amico | Jordan Series - Baby Bassinet | 80099628 | 2024-02-20 |  | 2025-02-20 | NOTE: not tagged Maintained by building services Asset created for inventory/capital purposes only
1070069 | Bassinets | Bassinets | Bassinets | Active | MSH | MSH | 16M | Mother & Baby | 16th Floor - Murray Side | Amico | Jordan Series - Baby Bassinet | 80099628 | 2024-02-20 |  | 2025-02-20 | NOTE: not tagged Maintained by building services Asset created for inventory/capital purposes only
1070070 | Bassinets | Bassinets | Bassinets | Active | MSH | MSH | 16M | Mother & Baby | 16th Floor - Murray Side | Amico | Jordan Series - Baby Bassinet | 80099628 | 2024-02-20 |  | 2025-02-20 | NOTE: not tagged Maintained by building services Asset created for inventory/capital purposes only
1070071 | Bassinets | Bassinets | Bassinets | Active | MSH | MSH | 16M | Mother & Baby | 16th Floor - Murray Side | Amico | Jordan Series - Baby Bassinet | 80099628 | 2024-02-20 |  | 2025-02-20 | NOTE: not tagged Maintained by building services Asset created for inventory/capital purposes only
1070072 | Bassinets | Bassinets | Bassinets | Active | MSH | MSH | 16M | Mother & Baby | 16th Floor - Murray Side | Amico | Jordan Series - Baby Bassinet | 80099628 | 2024-02-20 |  | 2025-02-20 | NOTE: not tagged Maintained by building services Asset created for inventory/capital purposes only
1070073 | Bassinets | Bassinets | Bassinets | Active | MSH | MSH | 17U | NICU | 17th Floor - University | Amico | Jordan Series - Baby Bassinet | 80099628 | 2024-02-20 |  | 2025-02-20 | NOTE: not tagged Maintained by building services Asset created for inventory/capital purposes only
1070074 | Bassinets | Bassinets | Bassinets | Active | MSH | MSH | 17U | NICU | 17th Floor - University | Amico | Jordan Series - Baby Bassinet | 80099628 | 2024-02-20 |  | 2025-02-20 | NOTE: not tagged Maintained by building services Asset created for inventory/capital purposes only
1070075 | Bassinets | Bassinets | Bassinets | Active | MSH | MSH | 15U | Obstetrical Suite (L&D) | 15th Floor - University Side | Amico | Jordan Series - Baby Bassinet | 80099628 | 2024-02-20 |  | 2025-02-20 | NOTE: not tagged Maintained by building services Asset created for inventory/capital purposes only
1070076 | Bassinets | Bassinets | Bassinets | Active | MSH | MSH | 15U | Obstetrical Suite (L&D) | 15th Floor - University Side | Amico | Jordan Series - Baby Bassinet | 80099628 | 2024-02-20 |  | 2025-02-20 | NOTE: not tagged Maintained by building services Asset created for inventory/capital purposes only
1070077 | Bassinets | Bassinets | Bassinets | Active | MSH | MSH | 15U | Obstetrical Suite (L&D) | 15th Floor - University Side | Amico | Jordan Series - Baby Bassinet | 80099628 | 2024-02-20 |  | 2025-02-20 | NOTE: not tagged Maintained by building services Asset created for inventory/capital purposes only
1070078 | Bassinets | Bassinets | Bassinets | Active | MSH | MSH | 15U | Obstetrical Suite (L&D) | 15th Floor - University Side | Amico | Jordan Series - Baby Bassinet | 80099628 | 2024-02-20 |  | 2025-02-20 | NOTE: not tagged Maintained by building services Asset created for inventory/capital purposes only
1070099 | Irrigation/Distention Systems | Irrigation/Distention Systems | Irrigation/Distention Systems | Active | MSH | MSH | 6 | Endoscopy | Endoscopy | STERIS CORP | EGA-500 - IRRIGATION PUMP | P02824 | 2024-02-21 |  |  | Unit is being used as a loner by the department Unit was brought in by sales rep with no PO. we will keep it as consignment
1070107 | Urodynamic Measurement Systems | Urodynamic Measurement Systems | Urodynamic Measurement Systems | Active | MSH | 60MURR | 6 | Urolog. Wellness Koffler | MKUWC | LABORIE,R. SURGICAL | Flowstar - U2-1 | SN23347582 | 2024-02-22 |  | 2025-02-22 | Flowstar uroflowmeter with Uroflow sensor SN: PE23-9FLM6574
1070110 | Insufflators | Insufflators | Insufflators | Active | MSH | MSH | 6 | Endoscopy | Endoscopy | STERIS CORP | EGA-501- CO2 INSUFFLATOR | 13134084 | 2024-02-22 |  |  | Loaner Unit kept in the department Brought in by Steris Rep with NO PO.
1070135 | Insufflators | Insufflators | Insufflators | Active | MSH | MSH | 6 | Endoscopy | Endoscopy - Room 2 | STERIS CORP | EGA-501- CO2 INSUFFLATOR | 13141205 | 2024-02-26 |  | 2025-03-12 | Device under consignment contract with STERIS.
1070136 | Insufflators | Insufflators | Insufflators | Active | MSH | MSH | 6 | Endoscopy | Endoscopy - Room 3 | STERIS CORP | EGA-501- CO2 INSUFFLATOR | 13141207 | 2024-02-26 |  |  | Device under consignment contract with STERIS.
1070137 | Insufflators | Insufflators | Insufflators | Active | MSH | MSH | 6 | Endoscopy | Endoscopy | STERIS CORP | EGA-501- CO2 INSUFFLATOR | 13142252 | 2024-02-26 |  |  | Device under consignment contract with STERIS.
1070138 | Irrigation/Distention Systems | Irrigation/Distention Systems | Irrigation/Distention Systems | Active | MSH | MSH | 6 | Endoscopy | Endoscopy - Room 2 | STERIS CORP | EGA-500 - IRRIGATION PUMP | 13130900 | 2024-02-26 |  |  | Unit is under consignment contract with Steris.
1070139 | Irrigation/Distention Systems | Irrigation/Distention Systems | Irrigation/Distention Systems | Active | MSH | MSH | 6 | Endoscopy | Endoscopy - Room 3 | STERIS CORP | EGA-500 - IRRIGATION PUMP | 13130898 | 2024-02-26 |  |  | Unit is under consignment contract with Steris.
1070140 | Irrigation/Distention Systems | Irrigation/Distention Systems | Irrigation/Distention Systems | Active | MSH | MSH | 6 | Endoscopy | Endoscopy | STERIS CORP | EGA-500 - IRRIGATION PUMP | 13130899 | 2024-02-26 |  |  | Unit is under consignment contract with Steris.
1070144 | Insufflators | Insufflators | Insufflators | Active | MSH | MSH | 6 | Endoscopy | Endoscopy | STERIS CORP | EGA-501- CO2 INSUFFLATOR | 13142231 | 2024-02-26 |  |  | Device under consignment contract with STERIS.
1070145 | Insufflators | Insufflators | Insufflators | Active | MSH | MSH | 6 | Endoscopy | Endoscopy - Room 4 | STERIS CORP | EGA-501- CO2 INSUFFLATOR | 13141206 | 2024-02-26 |  |  | Device under consignment contract with STERIS.
1070146 | Insufflators | Insufflators | Insufflators | Active | MSH | MSH | 6 | Endoscopy | Endoscopy | STERIS CORP | EGA-501- CO2 INSUFFLATOR | 13142232 | 2024-02-27 |  |  | Device under consignment contract with STERIS.
1070147 | Insufflators | Insufflators | Insufflators | Active | MSH | MSH | 6 | Endoscopy | Endoscopy | STERIS CORP | EGA-501- CO2 INSUFFLATOR | 13141208 | 2024-02-27 |  |  | Device under consignment contract with STERIS.
1070148 | Irrigation/Distention Systems | Irrigation/Distention Systems | Irrigation/Distention Systems | Active | MSH | MSH | 6 | Endoscopy | Endoscopy | STERIS CORP | EGA-500 - IRRIGATION PUMP | 13130893 | 2024-02-27 |  |  | Device under consignment contract with STERIS.
1070149 | Irrigation/Distention Systems | Irrigation/Distention Systems | Irrigation/Distention Systems | Active | MSH | MSH | 6 | Endoscopy | Endoscopy - Room 4 | STERIS CORP | EGA-500 - IRRIGATION PUMP | 13130892 | 2024-02-27 |  |  | Device under consignment contract with STERIS.
1070151 | PRINTER | Printer | PRINTER | Active | MSH | MSH | 1 | Biomedical Engineering | BIOMED | Bambu Lab CA | X1-Carbon - PF001-p | 00M09A3B0300997 | 2024-02-05
1070152 | PRINTER | Printer | PRINTER | Active | MSH | MSH | 1 | Biomedical Engineering | BIOMED | Bambu Lab CA | AMS - SA001 | 00600A3A1914043 | 2024-02-05
1070156 | Irrigation/Distention Systems | Irrigation/Distention Systems | Irrigation/Distention Systems | Active | MSH | MSH | 6 | Endoscopy | Endoscopy | STERIS CORP | EGA-500 - IRRIGATION PUMP | 13130896 | 2024-02-28 |  |  | Device under consignment contract with STERIS.
1070157 | Irrigation/Distention Systems | Irrigation/Distention Systems | Irrigation/Distention Systems | Active | MSH | MSH | 6 | Endoscopy | Endoscopy | STERIS CORP | EGA-500 - IRRIGATION PUMP | 13130891 | 2024-02-28 |  |  | Device under consignment contract with STERIS.
1070166 | Irrigation/Distention Systems | Irrigation/Distention Systems | Irrigation/Distention Systems | Active | MSH | MSH | 6 | Endoscopy | Endoscopy - Room 1 | STERIS CORP | EGA-500 - IRRIGATION PUMP | 13130897 | 2024-02-28 |  |  | Device under consignment contract with STERIS.
1070167 | Insufflators | Insufflators | Insufflators | Active | MSH | MSH | 6 | Endoscopy | Endoscopy - Room 1 | STERIS CORP | EGA-501- CO2 INSUFFLATOR | 13142250 | 2024-02-27 |  |  | Device under consignment contract with STERIS.
1070230 | Scales, Infant | Scales | Scales, Infant | Active | MSH | MSH | 17U | NICU | NICU | HEALTH O METER INC | 130-2210KL | 2210062400420 | 2024-03-12 |  | 2025-03-12
1070231 | Scales, Infant | Scales | Scales, Infant | Active | MSH | MSH | 17U | NICU | NICU | HEALTH O METER INC | 130-2210KL | 2210062400422 | 2024-03-12 |  | 2025-03-12
1070232 | Scales, Infant | Scales | Scales, Infant | Active | MSH | MSH | 17U | NICU | NICU | HEALTH O METER INC | 130-2210KL | 2210062400411 | 2024-03-12 |  | 2025-03-12
1070233 | Scales, Infant | Scales | Scales, Infant | Active | MSH | MSH | 17U | NICU | NICU | HEALTH O METER INC | 130-2210KL | 2210062400424 | 2024-03-12 |  | 2025-03-12
1070234 | Scales, Infant | Scales | Scales, Infant | Active | MSH | MSH | 16M | Mother & Baby | M&B | HEALTH O METER INC | 130-2210KL | 2210062400431 | 2024-03-12 |  | 2025-03-12
1070235 | Scales, Infant | Scales | Scales, Infant | Active | MSH | MSH | 16M | Mother & Baby | M&B | HEALTH O METER INC | 130-2210KL | 2210062400425 | 2024-03-12 |  | 2025-03-12
1070236 | Scales, Infant | Scales | Scales, Infant | Active | MSH | MSH | 16M | Mother & Baby | M&B | HEALTH O METER INC | 130-2210KL | 2210062400423 | 2024-03-12 |  | 2025-03-12
1070237 | Scales, Infant | Scales | Scales, Infant | Active | MSH | MSH | 16M | Mother & Baby | M&B | HEALTH O METER INC | 130-2210KL | 2210062400438 | 2024-03-12 |  | 2025-03-12
1070238 | Scales, Infant | Scales | Scales, Infant | Active | MSH | MSH | 16M | Mother & Baby | M&B | HEALTH O METER INC | 130-2210KL | 2210062400418 | 2024-03-12 |  | 2025-03-12
1070239 | Scales, Infant | Scales | Scales, Infant | Active | MSH | MSH | 16M | Mother & Baby | M&B | HEALTH O METER INC | 130-2210KL | 2210062400413 | 2024-03-12 |  | 2025-03-12
1070240 | Scales, Infant | Scales | Scales, Infant | Active | MSH | MSH | 16M | Mother & Baby | M&B | HEALTH O METER INC | 130-2210KL | 2210062400421 | 2024-03-12 |  | 2025-03-12
1070241 | Scales, Infant | Scales | Scales, Infant | Active | MSH | MSH | 16M | Mother & Baby | M&B | HEALTH O METER INC | 130-2210KL | 2210062400446 | 2024-03-12 |  | 2025-03-12
1070242 | Scales, Infant | Scales | Scales, Infant | Active | MSH | MSH | 17M | PNAC | PNAC | HEALTH O METER INC | 130-2210KL | 2210062400434 | 2024-03-12 |  | 2025-03-12
1070243 | Scales, Infant | Scales | Scales, Infant | Active | MSH | MSH | 17M | PNAC | PNAC | HEALTH O METER INC | 130-2210KL | 2210062400428 | 2024-03-12 |  | 2025-03-12
1070244 | Scales, Infant | Scales | Scales, Infant | Active | VAUG | VAUGH | VN | Wellness Centre | Vaughn Clinic | HEALTH O METER INC | 130-2210KL | 2210062400433 | 2024-03-12 |  | 2025-03-12 | Triage A
1070245 | Scales, Infant | Scales | Scales, Infant | Active | VAUG | VAUGH | VN | Wellness Centre | Vaughn Clinic | HEALTH O METER INC | 130-2210KL | 2210062400436 | 2024-03-12 |  | 2025-03-12 | Triage B
1070246 | Scales, Infant | Scales | Scales, Infant | Active | MSH | MSH | 15M | Nursing 15 Murray/Antenatal | Antenatal | HEALTH O METER INC | 130-2210KL | 2210062400419 | 2024-03-12 |  | 2025-03-12
1070247 | Scales, Infant | Scales | Scales, Infant | Active | MSH | MSH | 15M | Nursing 15 Murray/Antenatal | Antenatal | HEALTH O METER INC | 130-2210KL | 2210062400409 | 2024-03-12 |  | 2025-03-12
1070248 | Scales, Infant | Scales | Scales, Infant | Active | MSH | 60MURR | 4 | Family Practice Clinic | 4th Floor | HEALTH O METER INC | 130-2210KL | 2210062400429 | 2024-03-12 |  | 2025-03-12
1070249 | Scales, Infant | Scales | Scales, Infant | Active | MSH | OPG | 8th Floor | NICU | Follow up Clinic | HEALTH O METER INC | 130-2210KL | 2210062400437 | 2024-03-12 |  | 2025-03-12
1070256 | Thermometers, Electronic | Thermometers | Thermometers, Electronic | Active | MSH | MSH | 1 | Biomedical Engineering | Biomed | Smiths Medical | DSTA-40 | 88002964 | 2024-03-12 |  | 2025-03-12 | H-1200 Temperature check
1070257 | DEFIBRILLATOR/MONITORS | DEFIBRILLATOR/MONITORS | DEFIBRILLATOR/MONITORS | Active | MSH | MSH | 3 | Emergency | Emergency | ZOLL Canada | X-Series | AR24A080940 | 2024-01-22 |  | 2029-01-22
1070266 | Scalers, Dental, Ultrasonic | Scalers | Scalers, Dental, Ultrasonic | Active | MSH | MSH | 4 | Dental Clinic | Dentistry | CAULK DENTSPLY | GEN-136 | G136-114321 | 2024-03-13 | 1736.21 |  | Service is done by the vendor. Not supported by Biomed. Asset tagged and input in TMS for inventory purposes only.
1070267 | Network Device | Network Device | Network Device | Active | MSH | MSH | 2 | Biomedical Engineering | 2nd Floor | Philips Healthcare |  | S499090X2B32832 | 2024-03-13 |  |  | Build Version: 4.0.7 Alpine Buold Version : 20220809 OS: Alpine Linux V3.13
1070268 | Batteries, External Defibrillator | Batteries | Batteries, External Defibrillator | Active | MSH | MSH | 1 | Biomedical Engineering | Biomedical Engineering | ZOLL Canada | Sure Power II - X Series | AJ23LAS3178 | 2024-01-22 |  | 2025-01-22
1070279 | Pumps, Breast | Pumps | Pumps, Breast | Active | MSH | MSH | 17U | NICU | NICU | MEDELA INC | SYMPHONY | 1971443 | 2024-03-13 | 1501 | 2025-03-13 | Including Program Card Plus - English
1070325 | Medela | Pumps | Pumps, Breast | Active | MSH | MSH | 17U | NICU | NICU | MEDELA INC | SYMPHONY | 1971446 | 2024-03-13 | 1501 | 2025-03-13 | Including Program Card Plus - English
1070326 | Medela | Pumps | Pumps, Breast | Active | MSH | MSH | 17U | NICU | NICU | MEDELA INC | SYMPHONY | 1971449 | 2024-03-13 | 1501 | 2025-03-13 | Including Program Card Plus - English
1070327 | Medela | Pumps | Pumps, Breast | Active | MSH | MSH | 17U | NICU | NICU | MEDELA INC | SYMPHONY | 1971450 | 2024-03-13 | 1501 | 2025-03-13 | Including Program Card Plus - English
1070328 | Medela | Pumps | Pumps, Breast | Active | MSH | MSH | 17U | NICU | NICU | MEDELA INC | SYMPHONY | 1971454 | 2024-03-13 | 1501 | 2025-03-13 | Including Program Card Plus - English
1070329 | Medela | Pumps | Pumps, Breast | Active | MSH | MSH | 17U | NICU | NICU | MEDELA INC | SYMPHONY | 1971455 | 2024-03-13 | 1501 | 2025-03-13 | Including Program Card Plus - English
1070330 | Medela | Pumps | Pumps, Breast | Active | MSH | MSH | 17U | NICU | NICU | MEDELA INC | SYMPHONY | 1971456 | 2024-03-13 | 1501 | 2025-03-13 | Including Program Card Plus - English
1070331 | Medela | Pumps | Pumps, Breast | Active | MSH | MSH | 17U | NICU | NICU | MEDELA INC | SYMPHONY | 1971475 | 2024-03-13 | 1501 | 2025-03-13 | Including Program Card Plus - English
1070332 | Medela | Pumps | Pumps, Breast | Active | MSH | MSH | 17U | NICU | NICU | MEDELA INC | SYMPHONY | 1971476 | 2024-03-13 | 1501 | 2025-03-13 | Including Program Card Plus - English
1070333 | Medela | Pumps | Pumps, Breast | Active | MSH | MSH | 17U | NICU | NICU | MEDELA INC | SYMPHONY | 1971477 | 2024-03-13 | 1501 | 2025-03-13 | Including Program Card Plus - English
1070334 | Medela | Pumps | Pumps, Breast | Active | MSH | MSH | 17U | NICU | NICU | MEDELA INC | SYMPHONY | 1971487 | 2024-03-13 | 1501 | 2025-03-13 | Including Program Card Plus - English
1070335 | Medela | Pumps | Pumps, Breast | Active | MSH | MSH | 17U | NICU | NICU | MEDELA INC | SYMPHONY | 1971488 | 2024-03-13 | 1501 | 2025-03-13 | Including Program Card Plus - English
1070336 | Medela | Pumps | Pumps, Breast | Active | MSH | MSH | 17U | NICU | NICU | MEDELA INC | SYMPHONY | 1971489 | 2024-03-13 | 1501 | 2025-03-13 | Including Program Card Plus - English
1070337 | Medela | Pumps | Pumps, Breast | Active | MSH | MSH | 17U | NICU | NICU | MEDELA INC | SYMPHONY | 1971490 | 2024-03-13 | 1501 | 2025-03-13 | Including Program Card Plus - English
1070338 | Medela | Pumps | Pumps, Breast | Active | MSH | MSH | 17U | NICU | NICU | MEDELA INC | SYMPHONY | 1971491 | 2024-03-13 | 1501 | 2025-03-13 | Including Program Card Plus - English
1070339 | Medela | Pumps | Pumps, Breast | Active | MSH | MSH | 17U | NICU | NICU | MEDELA INC | SYMPHONY | 1971492 | 2024-03-13 | 1501 | 2025-03-13 | Including Program Card Plus - English
1070340 | Medela | Pumps | Pumps, Breast | Active | MSH | MSH | 17U | NICU | NICU | MEDELA INC | SYMPHONY | 1971511 | 2024-03-13 | 1501 | 2025-03-13 | Including Program Card Plus - English
1070341 | Medela | Pumps | Pumps, Breast | Active | MSH | MSH | 17U | NICU | NICU | MEDELA INC | SYMPHONY | 1971514 | 2024-03-13 | 1501 | 2025-03-13 | Including Program Card Plus - English
1070342 | Medela | Pumps | Pumps, Breast | Active | MSH | MSH | 17U | NICU | NICU | MEDELA INC | SYMPHONY | 1971515 | 2024-03-13 | 1501 | 2025-03-13 | Including Program Card Plus - English
1070343 | Medela | Pumps | Pumps, Breast | Active | MSH | MSH | 17U | NICU | NICU | MEDELA INC | SYMPHONY | 1971516 | 2024-03-13 | 1501 | 2025-03-13 | Including Program Card Plus - English
1070457 | Pumps, Breast | Pumps | Pumps, Breast | Active | MSH | MSH | 17U | NICU | NICU | MEDELA INC | SYMPHONY | 1971448 | 2024-03-13 | 1501 | 2025-03-19 | Including Program Card Plus - English
1070458 | Medela | Pumps | Pumps, Breast | Active | MSH | MSH | 17U | NICU | NICU | MEDELA INC | SYMPHONY | 1971451 | 2024-03-19 | 1501 | 2025-03-19 | Including Program Card Plus - English
1070459 | Medela | Pumps | Pumps, Breast | Active | MSH | MSH | 17U | NICU | NICU | MEDELA INC | SYMPHONY | 1971461 | 2024-03-19 | 1501 | 2025-03-19 | Including Program Card Plus - English
1070460 | Medela | Pumps | Pumps, Breast | Active | MSH | MSH | 17U | NICU | NICU | MEDELA INC | SYMPHONY | 1971462 | 2024-03-19 | 1501 | 2025-03-19 | Including Program Card Plus - English
1070461 | Medela | Pumps | Pumps, Breast | Active | MSH | MSH | 17U | NICU | NICU | MEDELA INC | SYMPHONY | 1971463 | 2024-03-19 | 1501 | 2025-03-19 | Including Program Card Plus - English
1070462 | Medela | Pumps | Pumps, Breast | Active | MSH | MSH | 17U | NICU | NICU | MEDELA INC | SYMPHONY | 1971466 | 2024-03-19 | 1501 | 2025-03-19 | Including Program Card Plus - English
1070463 | Medela | Pumps | Pumps, Breast | Active | MSH | MSH | 17U | NICU | NICU | MEDELA INC | SYMPHONY | 1971467 | 2024-03-19 | 1501 | 2025-03-19 | Including Program Card Plus - English
1070464 | Medela | Pumps | Pumps, Breast | Active | MSH | MSH | 17U | NICU | NICU | MEDELA INC | SYMPHONY | 1971468 | 2024-03-19 | 1501 | 2025-03-19 | Including Program Card Plus - English
1070465 | Medela | Pumps | Pumps, Breast | Active | MSH | MSH | 17U | NICU | NICU | MEDELA INC | SYMPHONY | 1971469 | 2024-03-19 | 1501 | 2025-03-19 | Including Program Card Plus - English
1070466 | Medela | Pumps | Pumps, Breast | Active | MSH | MSH | 17U | NICU | NICU | MEDELA INC | SYMPHONY | 1971470 | 2024-03-19 | 1501 | 2025-03-19 | Including Program Card Plus - English
1070467 | Medela | Pumps | Pumps, Breast | Active | MSH | MSH | 17U | NICU | NICU | MEDELA INC | SYMPHONY | 1971471 | 2024-03-19 | 1501 | 2025-03-19 | Including Program Card Plus - English
1070468 | Medela | Pumps | Pumps, Breast | Active | MSH | MSH | 17U | NICU | NICU | MEDELA INC | SYMPHONY | 1971479 | 2024-03-19 | 1501 | 2025-03-19 | Including Program Card Plus - English
1070469 | Medela | Pumps | Pumps, Breast | Active | MSH | MSH | 17U | NICU | NICU | MEDELA INC | SYMPHONY | 1971480 | 2024-03-19 | 1501 | 2025-03-19 | Including Program Card Plus - English
1070470 | Medela | Pumps | Pumps, Breast | Active | MSH | MSH | 17U | NICU | NICU | MEDELA INC | SYMPHONY | 1971481 | 2024-03-19 | 1501 | 2025-03-19 | Including Program Card Plus - English
1070471 | Medela | Pumps | Pumps, Breast | Active | MSH | MSH | 17U | NICU | NICU | MEDELA INC | SYMPHONY | 1971483 | 2024-03-19 | 1501 | 2025-03-19 | Including Program Card Plus - English
1070472 | Medela | Pumps | Pumps, Breast | Active | MSH | MSH | 17U | NICU | NICU | MEDELA INC | SYMPHONY | 1971485 | 2024-03-19 | 1501 | 2025-03-19 | Including Program Card Plus - English
1070473 | Medela | Pumps | Pumps, Breast | Active | MSH | MSH | 17U | NICU | NICU | MEDELA INC | SYMPHONY | 1971498 | 2024-03-19 | 1501 | 2025-03-19 | Including Program Card Plus - English
1070474 | Medela | Pumps | Pumps, Breast | Active | MSH | MSH | 17U | NICU | NICU | MEDELA INC | SYMPHONY | 1971499 | 2024-03-19 | 1501 | 2025-03-19 | Including Program Card Plus - English
1070475 | Medela | Pumps | Pumps, Breast | Active | MSH | MSH | 17U | NICU | NICU | MEDELA INC | SYMPHONY | 1971518 | 2024-03-19 | 1501 | 2025-03-19 | Including Program Card Plus - English
1070476 | Medela | Pumps | Pumps, Breast | Active | MSH | MSH | 17U | NICU | NICU | MEDELA INC | SYMPHONY | 1971519 | 2024-03-19 | 1501 | 2025-03-19 | Including Program Card Plus - English
1070482 | Waterless Milk Warmer | WARMERS | WARMERS, SOLUTION | Active | MSH | MSH | 17U | NICU | NICU | MEDELA INC | 87115 | 1886590 | 2024-02-14
1070549 | Medela | Pumps | Pumps, Breast | Active | MSH | MSH | 17U | NICU | NICU | MEDELA INC | SYMPHONY | 1971453 | 2024-04-02 | 1501 | 2025-04-02 | Including Program Card Plus - English
1070550 | Medela | Pumps | Pumps, Breast | Active | MSH | MSH | 17U | NICU | NICU | MEDELA INC | SYMPHONY | 1971464 | 2024-04-02 | 1501 | 2025-04-02 | Including Program Card Plus - English
1070551 | Medela | Pumps | Pumps, Breast | Active | MSH | MSH | 17U | NICU | NICU | MEDELA INC | SYMPHONY | 1971465 | 2024-04-02 | 1501 | 2025-04-02 | Including Program Card Plus - English
1070552 | Medela | Pumps | Pumps, Breast | Active | MSH | MSH | 17U | NICU | NICU | MEDELA INC | SYMPHONY | 1971478 | 2024-04-02 | 1501 | 2025-04-02 | Including Program Card Plus - English
1070553 | Medela | Pumps | Pumps, Breast | Active | MSH | MSH | 17U | NICU | NICU | MEDELA INC | SYMPHONY | 1971500 | 2024-04-02 | 1501 | 2025-04-02 | Including Program Card Plus - English
1070554 | Medela | Pumps | Pumps, Breast | Active | MSH | MSH | 17U | NICU | NICU | MEDELA INC | SYMPHONY | 1971501 | 2024-04-02 | 1501 | 2025-04-02 | Including Program Card Plus - English
1070555 | Medela | Pumps | Pumps, Breast | Active | MSH | MSH | 17U | NICU | NICU | MEDELA INC | SYMPHONY | 1971502 | 2024-04-02 | 1501 | 2025-04-02 | Including Program Card Plus - English
1070556 | Medela | Pumps | Pumps, Breast | Active | MSH | MSH | 17U | NICU | NICU | MEDELA INC | SYMPHONY | 1971530 | 2024-04-02 | 1501 | 2025-04-02 | Including Program Card Plus - English
1070557 | Medela | Pumps | Pumps, Breast | Active | MSH | MSH | 17U | NICU | NICU | MEDELA INC | SYMPHONY | 1971532 | 2024-04-02 | 1501 | 2025-04-02 | Including Program Card Plus - English
1070558 | Medela | Pumps | Pumps, Breast | Active | MSH | MSH | 17U | NICU | NICU | MEDELA INC | SYMPHONY | 1977440 | 2024-04-02 | 1501 | 2025-04-02 | Including Program Card Plus - English
1070559 | Medela | Pumps | Pumps, Breast | Active | MSH | MSH | 17U | NICU | NICU | MEDELA INC | SYMPHONY | 2041876 | 2024-04-02 | 1501 | 2025-04-02 | Including Program Card Plus - English
1070560 | Medela | Pumps | Pumps, Breast | Active | MSH | MSH | 17U | NICU | NICU | MEDELA INC | SYMPHONY | 2041877 | 2024-04-02 | 1501 | 2025-04-02 | Including Program Card Plus - English
1070561 | Medela | Pumps | Pumps, Breast | Active | MSH | MSH | 17U | NICU | NICU | MEDELA INC | SYMPHONY | 2041864 | 2024-04-02 | 1501 | 2025-04-02 | Including Program Card Plus - English
1070562 | Medela | Pumps | Pumps, Breast | Active | MSH | MSH | 17U | NICU | NICU | MEDELA INC | SYMPHONY | 2041866 | 2024-04-02 | 1501 | 2025-04-02 | Including Program Card Plus - English
1070563 | Medela | Pumps | Pumps, Breast | Active | MSH | MSH | 15M | Nursing 15 Murray/Antenatal | Antenatal | MEDELA INC | SYMPHONY | 2041868 | 2024-04-02 | 1501 | 2025-04-02 | Including Program Card Plus - English
1070564 | Medela | Pumps | Pumps, Breast | Active | MSH | MSH | 15M | Nursing 15 Murray/Antenatal | Antenatal | MEDELA INC | SYMPHONY | 2041869 | 2024-04-02 | 1501 | 2025-04-02 | Including Program Card Plus - English
1070565 | Medela | Pumps | Pumps, Breast | Active | MSH | MSH | 15M | Nursing 15 Murray/Antenatal | Antenatal | MEDELA INC | SYMPHONY | 2041870 | 2024-04-02 | 1501 | 2025-04-02 | Including Program Card Plus - English
1070566 | Medela | Pumps | Pumps, Breast | Active | MSH | MSH | 15U | Nursing 15 Murray/Antenatal | Antenatal | MEDELA INC | SYMPHONY | 2041872 | 2024-04-02 | 1501 | 2025-04-02 | Including Program Card Plus - English
1070567 | Medela | Pumps | Pumps, Breast | Active | MSH | MSH | 15M | Nursing 15 Murray/Antenatal | Antenatal | MEDELA INC | SYMPHONY | 2041863 | 2024-04-02 | 1501 | 2025-04-02 | Including Program Card Plus - English
1070568 | Medela | Pumps | Pumps, Breast | Active | MSH | MSH | 15M | Nursing 15 Murray/Antenatal | Antenatal | MEDELA INC | SYMPHONY | 2041865 | 2024-04-02 | 1501 | 2025-04-02 | Including Program Card Plus - English
1070569 | Medela | Pumps | Pumps, Breast | Active | MSH | MSH | 15M | Nursing 15 Murray/Antenatal | Antenatal | MEDELA INC | SYMPHONY | 2041867 | 2024-04-02 | 1501 | 2025-04-02 | Including Program Card Plus - English
1070570 | Medela | Pumps | Pumps, Breast | Active | MSH | MSH | 15M | Nursing 15 Murray/Antenatal | Antenatal | MEDELA INC | SYMPHONY | 2041871 | 2024-04-02 | 1501 | 2025-04-02 | Including Program Card Plus - English
1070578 | Ventilators, Intensive Care, Neonatal/Pediatric | Ventilators | Ventilators, Intensive Care, Neonatal/Pediatric | Active | MSH | MSH | 17U | Respiratory Therapy | 17th Floor - University Side | MAQUET CRITICAL CARE | Servo-N 6688600 | 4406 | 2024-04-04 |  | 2025-04-04 | Updated to Rev 4.4
1070579 | Ventilators, Intensive Care, Neonatal/Pediatric | Ventilators | Ventilators, Intensive Care, Neonatal/Pediatric | Active | MSH | MSH | 17U | Respiratory Therapy | 17th Floor - University Side | MAQUET CRITICAL CARE | Servo-N 6688600 | 4407 | 2024-04-04 |  | 2025-04-04 | Updated to Rev 4.4
1070580 | Ventilators, Intensive Care, Neonatal/Pediatric | Ventilators | Ventilators, Intensive Care, Neonatal/Pediatric | Active | MSH | MSH | 17U | Respiratory Therapy | 17th Floor - University Side | MAQUET CRITICAL CARE | Servo-N 6688600 | 4408 | 2024-04-04 |  | 2025-04-04 | Updated to Rev 4.4
1070581 | Ventilators, Intensive Care, Neonatal/Pediatric | Ventilators | Ventilators, Intensive Care, Neonatal/Pediatric | Active | MSH | MSH | 17U | Respiratory Therapy | 17th Floor - University Side | MAQUET CRITICAL CARE | Servo-N 6688600 | 4409 | 2024-04-04 |  | 2025-04-04 | Updated to Rev 4.4
1070586 | Monitors, Vital Signs | Monitors, Vital Signs | Monitors, Vital Signs | Active | BH | BH | 3S | Bridgepoint | 3rd Floor - South Side | Welch Allyn | 74MT | 100001884423 | 2023-11-28 |  | 2020-02-15 | Cart/Trolley Serial Number: 100068995117 PO# 7201158210 $799.51
1070587 | Monitors, Vital Signs | Monitors, Vital Signs | Monitors, Vital Signs | Active | BH | BH | 8N | Bridgepoint | 8th Floor - North Side | Welch Allyn | 74MT | 10002034423 | 2023-11-28 |  | 2020-02-15 | Cart/Trolley Serial Number: 100068995117 PO# 7201158210 $799.51
1070588 | Monitors, Vital Signs | Monitors, Vital Signs | Monitors, Vital Signs | Active | BH | BH | 4S | Bridgepoint | 4th Floor - South Side | Welch Allyn | 74MT | 100088934323 | 2023-11-28 |  | 2020-02-15 | Cart/Trolley Serial Number: 100068995117 PO# 7201158210 $799.51
1070662 | Monitors, Vital Signs | Monitors, Vital Signs | Monitors, Vital Signs | Active | BH | BH | 8N | Bridgepoint | 8th Floor - North Side | Welch Allyn | 74MT | 10086324323 | 2023-11-28 |  | 2020-02-15 | Cart/Trolley Serial Number: 100068995117 PO# 7201158210 $799.51
1070663 | Chairs, Examination/Treatment | Chairs | Chairs, Examination/Treatment | Active | MSH | OPG | 8th Floor | Urogynaecology-OPG | Urogynaecology | LABORIE International |  | 12-30837 | 2024-04-05 |  | 2025-04-05
1070664 | Monitors, Vital Signs | Monitors, Vital Signs | Monitors, Vital Signs | Active | BH | BH | 3S | Bridgepoint | 3rd Floor - South Side | Welch Allyn | 74MT | 100002004423 | 2023-11-28 |  | 2020-02-15 | Cart/Trolley Serial Number: 100068995117 PO# 7201158210 $799.51
1070666 | Monitors, Vital Signs | Monitors, Vital Signs | Monitors, Vital Signs | Active | BH | BH | 3S | Bridgepoint | 3rd Floor - South Side | Welch Allyn | 74MT | 100001934423 | 2023-11-28 |  | 2020-02-15 | Cart/Trolley Serial Number: 100068995117 PO# 7201158210 $799.51
1070667 | Monitors, Vital Signs | Monitors, Vital Signs | Monitors, Vital Signs | Active | BH | BH | 3S | Bridgepoint | 3rd Floor - South Side | Welch Allyn | 74MT | 100001954423 | 2023-11-28 |  | 2020-02-15 | Cart/Trolley Serial Number: 100068995117 PO# 7201158210 $799.51
1070673 | Stretchers | Stretchers | Stretchers | Active | MSH | OPG | 8th Floor | Urogynaecology-OPG | 8th Floor | Stryker Canada Div Stryker Corp | GYNNIE-OB/GYN-1061 | 2024005800840 | 2023-09-07 |  | 2025-04-09
1070674 | Stretchers | Stretchers | Stretchers | Active | MSH | OPG | 8th Floor | Urogynaecology-OPG | 8th Floor | Stryker Canada Div Stryker Corp | GYNNIE-OB/GYN-1061 | 2024005800845 | 2023-09-07 |  | 2025-04-09
1070699 | Medela | Pumps | Pumps, Breast | Active | MSH | MSH | 16M | Mother & Baby | PP | MEDELA INC | SYMPHONY | 2041832 | 2024-04-11 | 1501 | 2025-04-11 | Including Program Card Plus - English
1070700 | Medela | Pumps | Pumps, Breast | Active | MSH | MSH | 16M | Mother & Baby | PP | MEDELA INC | SYMPHONY | 2041833 | 2024-04-11 | 1501 | 2025-04-11 | Including Program Card Plus - English
1070701 | Medela | Pumps | Pumps, Breast | Active | MSH | MSH | 16M | Mother & Baby | PP | MEDELA INC | SYMPHONY | 2041834 | 2024-04-11 | 1501 | 2025-04-11 | Including Program Card Plus - English
1070702 | Medela | Pumps | Pumps, Breast | Active | MSH | MSH | 16M | Mother & Baby | PP | MEDELA INC | SYMPHONY | 2041844 | 2024-04-11 | 1501 | 2025-04-11 | Including Program Card Plus - English
1070704 | Medela | Pumps | Pumps, Breast | Active | MSH | MSH | 17U | NICU | Rental | MEDELA INC | SYMPHONY | 2041771 | 2024-04-11 | 1501 | 2025-04-15 | Including Program Card Plus - English
1070705 | Medela | Pumps | Pumps, Breast | Active | MSH | MSH | 16M | Mother & Baby | PP | MEDELA INC | SYMPHONY | 2041845 | 2024-04-11 | 1501 | 2025-04-11 | Including Program Card Plus - English
1070706 | Medela | Pumps | Pumps, Breast | Active | MSH | MSH | 15U | Obstetrical Suite (L&D) | L&D | MEDELA INC | SYMPHONY | 2041846 | 2024-04-11 | 1501 | 2025-04-11 | Including Program Card Plus - English
1070707 | Medela | Pumps | Pumps, Breast | Active | MSH | MSH | 15U | Obstetrical Suite (L&D) | L&D | MEDELA INC | SYMPHONY | 2041847 | 2024-04-11 | 1501 | 2025-04-11 | Including Program Card Plus - English
1070708 | Medela | Pumps | Pumps, Breast | Active | MSH | MSH | 17U | PNAC | PNAC | MEDELA INC | SYMPHONY | 2041848 | 2024-04-11 | 1501 | 2025-04-11 | Including Program Card Plus - English
1070710 | Carts, Medication | Carts | Carts, Medication | Active | MSH | MSH | 1 | Biomedical Engineering | 1st Floor | Capsa Healthcare | Carelink Mobile Nurse Station - 207010 | 21-013705-M48 | 2022-12-07
1070726 | Medela | Pumps | Pumps, Breast | Active | MSH | MSH | 17U | NICU | Rental | MEDELA INC | SYMPHONY | 2041818 | 2024-04-15 | 1501 | 2025-04-15 | Including Program Card Plus - English
1070727 | Medela | Pumps | Pumps, Breast | Active | MSH | MSH | 17U | NICU | Rental | MEDELA INC | SYMPHONY | 2041819 | 2024-04-15 | 1501 | 2025-04-15 | Including Program Card Plus - English
1070728 | Medela | Pumps | Pumps, Breast | Active | MSH | MSH | 17U | NICU | Rental | MEDELA INC | SYMPHONY | 2041820 | 2024-04-15 | 1501 | 2025-04-15 | Including Program Card Plus - English
1070729 | Medela | Pumps | Pumps, Breast | Active | MSH | MSH | 17U | NICU | Rental | MEDELA INC | SYMPHONY | 2041827 | 2024-04-15 | 1501 | 2025-04-15 | Including Program Card Plus - English
1070730 | Medela | Pumps | Pumps, Breast | Active | MSH | MSH | 17U | NICU | Rental | MEDELA INC | SYMPHONY | 2041830 | 2024-04-15 | 1501 | 2025-04-15 | Including Program Card Plus - English
1070731 | Medela | Pumps | Pumps, Breast | Active | MSH | MSH | 17U | NICU | Rental | MEDELA INC | SYMPHONY | 2041831 | 2024-04-15 | 1501 | 2025-04-15 | Including Program Card Plus - English
1070732 | Medela | Pumps | Pumps, Breast | Active | MSH | MSH | 17U | NICU | Rental | MEDELA INC | SYMPHONY | 2041841 | 2024-04-15 | 1501 | 2025-04-15 | Including Program Card Plus - English
1070733 | Medela | Pumps | Pumps, Breast | Active | MSH | MSH | 17U | NICU | Rental | MEDELA INC | SYMPHONY | 2041842 | 2024-04-15 | 1501 | 2025-04-15 | Including Program Card Plus - English
1070734 | Medela | Pumps | Pumps, Breast | Active | MSH | MSH | 17U | NICU | Rental | MEDELA INC | SYMPHONY | 2041843 | 2024-04-15 | 1501 | 2025-04-15 | Including Program Card Plus - English
1070737 | Incubators, Infant, Mobile | Incubators | Incubators, Infant, Mobile | Active | MSH | MSH | 17U | NICU | NICU | OHMEDA DIV THE BOC GROUP INC. | GIRAFFE-OMNIBED | TAB24110006SA | 2024-04-16 | 60001 | 2025-04-16 | battery date: March.2016
1070738 | Incubators, Infant, Mobile | Incubators | Incubators, Infant, Mobile | Active | MSH | MSH | 17U | NICU | NICU | OHMEDA DIV THE BOC GROUP INC. | GIRAFFE-OMNIBED | TAB24110003SA | 2024-04-16 | 60001 | 2025-04-16
1070739 | Incubators, Infant, Mobile | Incubators | Incubators, Infant, Mobile | Active | MSH | MSH | 17U | NICU | NICU | OHMEDA DIV THE BOC GROUP INC. | GIRAFFE-OMNIBED | TAB24110005SA | 2024-04-16 | 60001 | 2025-04-16
1070740 | Incubators, Infant, Mobile | Incubators | Incubators, Infant, Mobile | Active | MSH | MSH | 17U | NICU | NICU | OHMEDA DIV THE BOC GROUP INC. | GIRAFFE-OMNIBED | TAB24110004SA | 2024-04-16 | 60001 | 2025-04-16
1070741 | Thermometers, Electronic, Thermistor/Thermocouple, Patient | Thermometers | Thermometers, Electronic, Thermistor/Thermocouple, Patient | Active | MSH | MSH | 17U | NICU | NICU | Cardinal Health Canada Inc | Filac 3000 AD | A1959560X | 2023-09-11 | 249 |  | THERMOMETER - 3 YEARS WARRANTY, AND PROBE- 1 YEAR WARRANTY
1070748 | Infusion Pumps, Syringe | INFUSION PUMPS | Infusion Pumps, Syringe | Active | MSH | MSH | 17U | NICU | NICU | Alaris Medical Systems | 8110 - Syringe Module | 16425560 | 2024-04-17 |  | 2025-03-12
1070749 | Infusion Pumps, Syringe | INFUSION PUMPS | Infusion Pumps, Syringe | Active | MSH | MSH | 17U | NICU | NICU | Alaris Medical Systems | 8110 - Syringe Module | 16425493 | 2024-04-17 |  | 2025-03-12
1070750 | Infusion Pumps, Syringe | INFUSION PUMPS | Infusion Pumps, Syringe | Active | MSH | MSH | 17U | NICU | NICU | Alaris Medical Systems | 8110 - Syringe Module | 16425500 | 2024-04-17 |  | 2025-03-12
1070751 | Infusion Pumps, Syringe | INFUSION PUMPS | Infusion Pumps, Syringe | Active | MSH | MSH | 17U | NICU | NICU | Alaris Medical Systems | 8110 - Syringe Module | 16425588 | 2024-04-17 |  | 2025-03-12
1070752 | Infusion Pumps, Syringe | INFUSION PUMPS | Infusion Pumps, Syringe | Active | MSH | MSH | 17U | NICU | NICU | Alaris Medical Systems | 8110 - Syringe Module | 16425679 | 2024-04-17 |  | 2025-03-12
1070753 | Infusion Pumps, Syringe | INFUSION PUMPS | Infusion Pumps, Syringe | Active | MSH | MSH | 17U | NICU | NICU | Alaris Medical Systems | 8110 - Syringe Module | 16425707 | 2024-04-17 |  | 2025-03-12
1070754 | Infusion Pumps, Syringe | INFUSION PUMPS | Infusion Pumps, Syringe | Active | MSH | MSH | 17U | NICU | NICU | Alaris Medical Systems | 8110 - Syringe Module | 16425502 | 2024-04-17 |  | 2025-03-12
1070755 | Infusion Pumps, Syringe | INFUSION PUMPS | Infusion Pumps, Syringe | Active | MSH | MSH | 17U | NICU | NICU | Alaris Medical Systems | 8110 - Syringe Module | 16425921 | 2024-04-17 |  | 2025-03-12
1070756 | Infusion Pumps, Syringe | INFUSION PUMPS | Infusion Pumps, Syringe | Active | MSH | MSH | 17U | NICU | NICU | Alaris Medical Systems | 8110 - Syringe Module | 16425659 | 2024-04-17 |  | 2025-03-12
1070757 | Infusion Pumps, Syringe | INFUSION PUMPS | Infusion Pumps, Syringe | Active | MSH | MSH | 17U | NICU | NICU | Alaris Medical Systems | 8110 - Syringe Module | 16425847 | 2024-04-17 |  | 2025-03-12
1070759 | Incubators, Infant, Mobile | Incubators | Incubators, Infant, Mobile | Active | MSH | MSH | 17U | NICU | NICU | OHMEDA DIV THE BOC GROUP INC. | GIRAFFE-OMNIBED | TAB24110007SA | 2024-04-18 | 60001 | 2025-04-16
1070760 | Incubators, Infant, Mobile | Incubators | Incubators, Infant, Mobile | Active | MSH | MSH | 17U | NICU | NICU | OHMEDA DIV THE BOC GROUP INC. | GIRAFFE-OMNIBED | TAB24110008SA | 2024-04-18 | 60001 | 2025-04-16
1070761 | Incubators, Infant, Mobile | Incubators | Incubators, Infant, Mobile | Active | MSH | MSH | 17U | NICU | NICU | OHMEDA DIV THE BOC GROUP INC. | GIRAFFE-OMNIBED | TAB24110009SA | 2024-04-18 | 60001 | 2025-04-18
1070763 | Incubators, Infant, Mobile | Incubators | Incubators, Infant, Mobile | Active | MSH | MSH | 17U | NICU | NICU | OHMEDA DIV THE BOC GROUP INC. | GIRAFFE-OMNIBED | TAB24110010SA | 2024-04-18 | 60001 | 2025-04-18
1070771 | Carts, Medication | Carts | Carts, Medication | Active | MSH | MSH | 1 | Biomedical Engineering | 1st Floor | Capsa Healthcare | Carelink Mobile Nurse Station - 207010 | 21-013706-M48 | 2022-12-07
1070772 | Monitors, Vital Signs | Monitors, Vital Signs | Monitors, Vital Signs | Active | BH | BH | CSR | Bridgepoint | Basement (CSR) | Welch Allyn | 74MT | 111 | 2023-11-28 |  | 2020-02-15 | Cart/Trolley Serial Number: 100068995117 PO# 7201158210 $799.51
1070773 | Monitors, Vital Signs | Monitors, Vital Signs | Monitors, Vital Signs | Active | BH | BH | CSR | Bridgepoint | Basement (CSR) | Welch Allyn | 74MT | 11111111111 | 2023-11-28 |  | 2020-02-15 | Cart/Trolley Serial Number: 100068995117 PO# 7201158210 $799.51
1070774 | Monitors, Vital Signs | Monitors, Vital Signs | Monitors, Vital Signs | Active | BH | BH | 8N | Bridgepoint | 8th Floor - North Side | Welch Allyn | 74MT | 100086644323 | 2023-11-28 |  | 2020-02-15 | Cart/Trolley Serial Number: 100068995117 PO# 7201158210 $799.51
1070798 | Incubators, Infant, Mobile | Incubators | Incubators, Infant, Mobile | Active | MSH | MSH | 17U | NICU | NICU | OHMEDA DIV THE BOC GROUP INC. | GIRAFFE-OMNIBED | TAB24110011SA | 2024-04-23 | 60001 | 2025-04-23
1070799 | Incubators, Infant, Mobile | Incubators | Incubators, Infant, Mobile | Active | MSH | MSH | 17U | NICU | NICU | OHMEDA DIV THE BOC GROUP INC. | GIRAFFE-OMNIBED | TAB24110012SA | 2024-04-23 | 60001 | 2025-04-23
1070800 | Incubators, Infant, Mobile | Incubators | Incubators, Infant, Mobile | Active | MSH | MSH | 17U | NICU | NICU | OHMEDA DIV THE BOC GROUP INC. | GIRAFFE-OMNIBED | TAB24110013SA | 2024-04-23 | 60001 | 2025-04-23
1070801 | Incubators, Infant, Mobile | Incubators | Incubators, Infant, Mobile | Active | MSH | MSH | 17U | NICU | NICU | OHMEDA DIV THE BOC GROUP INC. | GIRAFFE-OMNIBED | TAB24110014SA | 2024-04-23 | 60001 | 2025-04-23
1070806 | Medela | Pumps | Pumps, Breast | Active | MSH | MSH | 17U | NICU | Rental | MEDELA INC | SYMPHONY | 2041784 | 2024-04-22 | 1501 | 2026-04-22 | Including Program Card Plus - English
1070807 | Medela | Pumps | Pumps, Breast | Active | MSH | MSH | 17U | NICU | Rental | MEDELA INC | SYMPHONY | 2041785 | 2024-04-22 | 1501 | 2026-04-22 | Including Program Card Plus - English
1070808 | Medela | Pumps | Pumps, Breast | Active | MSH | MSH | 17U | NICU | Rental | MEDELA INC | SYMPHONY | 2041787 | 2024-04-22 | 1501 | 2026-04-22 | Including Program Card Plus - English
1070809 | Medela | Pumps | Pumps, Breast | Active | MSH | MSH | 17U | NICU | Rental | MEDELA INC | SYMPHONY | 2041788 | 2024-04-22 | 1501 | 2026-04-22 | Including Program Card Plus - English
1070810 | Medela | Pumps | Pumps, Breast | Active | MSH | MSH | 17U | NICU | Rental | MEDELA INC | SYMPHONY | 2041789 | 2024-04-22 | 1501 | 2026-04-22 | Including Program Card Plus - English
1070811 | Medela | Pumps | Pumps, Breast | Active | MSH | MSH | 17U | NICU | Rental | MEDELA INC | SYMPHONY | 2041799 | 2024-04-22 | 1501 | 2026-04-22 | Including Program Card Plus - English
1070812 | Medela | Pumps | Pumps, Breast | Active | MSH | MSH | 17U | NICU | Rental | MEDELA INC | SYMPHONY | 2041803 | 2024-04-22 | 1501 | 2026-04-22 | Including Program Card Plus - English
1070813 | Medela | Pumps | Pumps, Breast | Active | MSH | MSH | 17U | NICU | Rental | MEDELA INC | SYMPHONY | 2041805 | 2024-04-22 | 1501 | 2026-04-22 | Including Program Card Plus - English
1070814 | Medela | Pumps | Pumps, Breast | Active | MSH | MSH | 17U | NICU | Rental | MEDELA INC | SYMPHONY | 2041807 | 2024-04-22 | 1501 | 2026-04-22 | Including Program Card Plus - English
1070815 | Medela | Pumps | Pumps, Breast | Active | MSH | MSH | 17U | NICU | Rental | MEDELA INC | SYMPHONY | 2041811 | 2024-04-22 | 1501 | 2026-04-22 | Including Program Card Plus - English
1070839 | Incubators, Infant, Mobile | Incubators | Incubators, Infant, Mobile | Active | MSH | MSH | 17U | NICU | NICU | OHMEDA DIV THE BOC GROUP INC. | GIRAFFE-OMNIBED | TAB24110015SA | 2024-04-25 | 60001 | 2025-04-25
1070841 | Incubators, Infant, Mobile | Incubators | Incubators, Infant, Mobile | Active | MSH | MSH | 17U | NICU | NICU | OHMEDA DIV THE BOC GROUP INC. | GIRAFFE-OMNIBED | TAB24110016SA | 2024-04-25 | 60001 | 2025-04-25
1070842 | Incubators, Infant, Mobile | Incubators | Incubators, Infant, Mobile | Active | MSH | MSH | 17U | NICU | NICU | OHMEDA DIV THE BOC GROUP INC. | GIRAFFE-OMNIBED | TAB24110017SA | 2024-04-25 | 60001 | 2025-04-25
1070843 | Incubators, Infant, Mobile | Incubators | Incubators, Infant, Mobile | Active | MSH | MSH | 16M | Mother & Baby | M&B | OHMEDA DIV THE BOC GROUP INC. | GIRAFFE-OMNIBED | TAB24110018SA | 2024-04-25 | 60001 | 2025-04-25
1070849 | Monitors, Vital Signs | Monitors, Vital Signs | Monitors, Vital Signs | Active | MSH | MSH | 16M | Mother & Baby | 16th Floor - Murray Side | MASIMO | Root | 2000194758 | 2024-02-26 |  | 2021-04-29 | Electrical Safety - G: 82 mOhm, L: 76.2 uA 10N - 1
1070850 | Monitors, Vital Signs | Monitors, Vital Signs | Monitors, Vital Signs | Active | MSH | MSH | 16M | Mother & Baby | 16th Floor - Murray Side | MASIMO | Root | 2000191138 | 2024-02-26 |  | 2021-04-29 | Electrical Safety - G: 82 mOhm, L: 76.2 uA 10N - 1
1070852 | Monitors, Vital Signs | Monitors, Vital Signs | Monitors, Vital Signs | Active | BH | BH | 6N | Bridgepoint | 6th Floor - North Side | Welch Allyn | 74MT | 100002044423 | 2023-11-28 |  | 2020-02-15 | Cart/Trolley Serial Number: 100068995117 PO# 7201158210 $799.51
1070853 | Monitors, Vital Signs | Monitors, Vital Signs | Monitors, Vital Signs | Active | BH | BH | 8S | Bridgepoint | 8th Floor - South Side | Welch Allyn | 74MT | 100002134423 | 2023-11-28 |  | 2020-02-15 | Cart/Trolley Serial Number: 100068995117 PO# 7201158210 $799.51
1070854 | Monitors, Vital Signs | Monitors, Vital Signs | Monitors, Vital Signs | Active | BH | BH | 6N | Bridgepoint | 6th Floor - North Side | Welch Allyn | 74MT | 100002144423 | 2023-11-28 |  | 2020-02-15 | Cart/Trolley Serial Number: 100068995117 PO# 7201158210 $799.51
1070855 | Monitors, Vital Signs | Monitors, Vital Signs | Monitors, Vital Signs | Active | BH | BH | 2S | Bridgepoint | 2nd Floor - South Side | Welch Allyn | 74MT | 100086604323 | 2023-11-28 |  | 2020-02-15 | Cart/Trolley Serial Number: 100068995117 PO# 7201158210 $799.51
1070856 | Monitors, Vital Signs | Monitors, Vital Signs | Monitors, Vital Signs | Active | BH | BH | 8N | Bridgepoint | 8th Floor - North Side | Welch Allyn | 74MT | 100002124423 | 2023-11-28 |  | 2020-02-15 | Cart/Trolley Serial Number: 100068995117 PO# 7201158210 $799.51
1070857 | Monitors, Vital Signs | Monitors, Vital Signs | Monitors, Vital Signs | Active | BH | BH | 8N | Bridgepoint | 8th Floor - North Side | Welch Allyn | 74MT | 100002154423 | 2023-11-28 |  | 2020-02-15 | Cart/Trolley Serial Number: 100068995117 PO# 7201158210 $799.51
1070860 | Monitors, Vital Signs | Monitors, Vital Signs | Monitors, Vital Signs | Active | BH | BH | 6N | Bridgepoint | 6th Floor - North Side | Welch Allyn | 74MT | 100001924423 | 2023-11-28 |  | 2020-02-15 | Cart/Trolley Serial Number: 100068995117 PO# 7201158210 $799.51
1070861 | Monitors, Vital Signs | Monitors, Vital Signs | Monitors, Vital Signs | Active | BH | BH | 8S | Bridgepoint | 8th Floor - South Side | Welch Allyn | 74MT | 100086614323 | 2023-11-28 |  | 2020-02-15 | Cart/Trolley Serial Number: 100068995117 PO# 7201158210 $799.51
1070862 | Monitors, Vital Signs | Monitors, Vital Signs | Monitors, Vital Signs | Active | BH | BH | 10N | Bridgepoint | 10th Floor - North Side | Welch Allyn | 74MT | 100002014423 | 2023-11-28 |  | 2020-02-15 | Cart/Trolley Serial Number: 100068995117 PO# 7201158210 $799.51
1070863 | Medela | Pumps | Pumps, Breast | Active | MSH | MSH | 17U | NICU | Rental | MEDELA INC | SYMPHONY | 2041797 | 2024-04-30 | 1501 | 2026-04-30 | Including Program Card Plus - English
1070864 | Medela | Pumps | Pumps, Breast | Active | MSH | MSH | 17U | NICU | Rental | MEDELA INC | SYMPHONY | 2041798 | 2024-04-30 | 1501 | 2026-04-30 | Including Program Card Plus - English
1070865 | Medela | Pumps | Pumps, Breast | Active | MSH | MSH | 17U | NICU | Rental | MEDELA INC | SYMPHONY | 2041800 | 2024-04-30 | 1501 | 2026-04-30 | Including Program Card Plus - English
1070866 | Medela | Pumps | Pumps, Breast | Active | MSH | MSH | 17U | NICU | Rental | MEDELA INC | SYMPHONY | 2041801 | 2024-04-30 | 1501 | 2026-04-30 | Including Program Card Plus - English
1070867 | Medela | Pumps | Pumps, Breast | Active | MSH | MSH | 17U | NICU | Rental | MEDELA INC | SYMPHONY | 2041802 | 2024-04-30 | 1501 | 2026-04-30 | Including Program Card Plus - English
1070868 | Medela | Pumps | Pumps, Breast | Active | MSH | MSH | 17U | NICU | Rental | MEDELA INC | SYMPHONY | 2041809 | 2024-04-30 | 1501 | 2026-04-30 | Including Program Card Plus - English
1070869 | Medela | Pumps | Pumps, Breast | Active | MSH | MSH | 17U | NICU | Rental | MEDELA INC | SYMPHONY | 2041810 | 2024-04-30 | 1501 | 2026-04-30 | Including Program Card Plus - English
1070870 | Medela | Pumps | Pumps, Breast | Active | MSH | MSH | 17U | NICU | Rental | MEDELA INC | SYMPHONY | 2041821 | 2024-04-30 | 1501 | 2026-04-30 | Including Program Card Plus - English
1070871 | Medela | Pumps | Pumps, Breast | Active | MSH | MSH | 17U | NICU | Rental | MEDELA INC | SYMPHONY | 2041822 | 2024-04-30 | 1501 | 2026-04-30 | Including Program Card Plus - English
1070872 | Medela | Pumps | Pumps, Breast | Active | MSH | MSH | 17U | NICU | Rental | MEDELA INC | SYMPHONY | 2041823 | 2024-04-30 | 1501 | 2026-04-30 | Including Program Card Plus - English
1070879 | Pulse CO-Oximeter | Pulse CO-Oximeter | Pulse CO-Oximeter | Active | MSH | MSH | 16M | Nursing 15 Murray/Antenatal | 16th Floor - Murray Side | MASIMO | Radical-7 | 1000330538 | 2024-02-28 | 2774 |  | Free item included with Root purchase
1070880 | Pulse CO-Oximeter | Pulse CO-Oximeter | Pulse CO-Oximeter | Active | MSH | MSH | 16M | Nursing 15 Murray/Antenatal | 16th Floor - Murray Side | MASIMO | Radical-7 | 1000330362 | 2024-02-28 | 2774 |  | Free item included with Root purchase
1070995 | Medela | Pumps | Pumps, Breast | Active | MSH | MSH | 17U | NICU | Rental | MEDELA INC | SYMPHONY | 2041812 | 2024-05-07 | 1501 | 2026-05-07 | Including Program Card Plus - English
1070996 | Medela | Pumps | Pumps, Breast | Active | MSH | MSH | 17U | NICU | Rental | MEDELA INC | SYMPHONY | 2041813 | 2024-05-07 | 1501 | 2026-05-07 | Including Program Card Plus - English
1070997 | Medela | Pumps | Pumps, Breast | Active | MSH | MSH | 17U | NICU | Rental | MEDELA INC | SYMPHONY | 2041814 | 2024-05-07 | 1501 | 2026-05-07 | Including Program Card Plus - English
1070998 | Medela | Pumps | Pumps, Breast | Active | MSH | MSH | 17U | NICU | Rental | MEDELA INC | SYMPHONY | 2041815 | 2024-05-07 | 1501 | 2026-05-07 | Including Program Card Plus - English
1070999 | Medela | Pumps | Pumps, Breast | Active | MSH | MSH | 17U | NICU | Rental | MEDELA INC | SYMPHONY | 2041816 | 2024-05-07 | 1501 | 2026-05-07 | Including Program Card Plus - English
1071000 | Medela | Pumps | Pumps, Breast | Active | MSH | MSH | 17U | NICU | Rental | MEDELA INC | SYMPHONY | 2041817 | 2024-05-07 | 1501 | 2026-05-07 | Including Program Card Plus - English
1071001 | Medela | Pumps | Pumps, Breast | Active | MSH | MSH | 17U | NICU | Rental | MEDELA INC | SYMPHONY | 2041824 | 2024-05-07 | 1501 | 2026-05-07 | Including Program Card Plus - English
1071002 | Medela | Pumps | Pumps, Breast | Active | MSH | MSH | 17U | NICU | Rental | MEDELA INC | SYMPHONY | 2041825 | 2024-05-07 | 1501 | 2026-05-07 | Including Program Card Plus - English
1071003 | Medela | Pumps | Pumps, Breast | Active | MSH | MSH | 17U | NICU | Rental | MEDELA INC | SYMPHONY | 2041826 | 2024-05-07 | 1501 | 2026-05-07 | Including Program Card Plus - English
1071004 | Medela | Pumps | Pumps, Breast | Active | MSH | MSH | 17U | NICU | Rental | MEDELA INC | SYMPHONY | 2041828 | 2024-05-07 | 1501 | 2026-05-07 | Including Program Card Plus - English
1071009 | Fluid Warmer | Fluid Warmer | Fluid Warmer | Active | MSH | OPG | 8th Floor | Urogynaecology-OPG | Urogynecology 8-810 | Enthermics Medical Systems | IVNOW-3 | 3445882-002 | 2024-05-08 | 3289 | 2025-05-08 | IVNOW -3 1- 3445882-25 2 - 3453348-2 3- 3445882-24
1071010 | Fluid Warmer | Fluid Warmer | Fluid Warmer | Active | MSH | OPG | 8th Floor | Urogynaecology-OPG | Urogynecology 8-812 | Enthermics Medical Systems | IVNOW-3 | 3445882-000 | 2024-05-08 | 3289 | 2025-05-08 | IVNOW -3 1- 3445882-22 2 - 3445882-23 3- 3445882-21
1071011 | LASERS, SURGICAL | Lasers | LASERS, SURGICAL | Active | MSH | MSH | 7 | SURGICAL SUITE (COMBINED WITH CYSTO) | OR | OLYMPUS CORP MEDICAL INSTRUMENT DIV | SOLTIVE TFL-CPLU | MDUF230050 | 2024-05-08
1071017 | COMPRESSION UNITS-SEQUENTIAL DVT PUMP | COMPRESSION UNITS | COMPRESSION UNITS | Active | MSH | MSH | 7 | SURGICAL SUITE (COMBINED WITH CYSTO) | OR | MEDLINE INDUSTRIES INC | HEMO-FORCE SQ - MDS600SQ2 | C920014423 | 2024-05-09 |  |  | Class II device. No GR and there is no LC
1071018 | COMPRESSION UNITS-SEQUENTIAL DVT PUMP | COMPRESSION UNITS | COMPRESSION UNITS | Active | MSH | MSH | 7 | SURGICAL SUITE (COMBINED WITH CYSTO) | OR | MEDLINE INDUSTRIES INC | HEMO-FORCE SQ - MDS600SQ2 | C920014455 | 2024-05-09 |  |  | Class II device. No GR and there is no LC Comes with a battery.
1071019 | COMPRESSION UNITS-SEQUENTIAL DVT PUMP | COMPRESSION UNITS | COMPRESSION UNITS | Active | MSH | MSH | 7 | SURGICAL SUITE (COMBINED WITH CYSTO) | OR | MEDLINE INDUSTRIES INC | HEMO-FORCE SQ - MDS600SQ2 | C920014445 | 2024-05-09 |  |  | Class II device. No GR and there is no LC Comes with a battery.
1071020 | COMPRESSION UNITS-SEQUENTIAL DVT PUMP | COMPRESSION UNITS | COMPRESSION UNITS | Active | MSH | MSH | 7 | SURGICAL SUITE (COMBINED WITH CYSTO) | OR | MEDLINE INDUSTRIES INC | HEMO-FORCE SQ - MDS600SQ2 | C920014421 | 2024-05-09 |  |  | Class II device. No GR and there is no LC Comes with a battery.
1071021 | COMPRESSION UNITS-SEQUENTIAL DVT PUMP | COMPRESSION UNITS | COMPRESSION UNITS | Active | MSH | MSH | 7 | SURGICAL SUITE (COMBINED WITH CYSTO) | OR | MEDLINE INDUSTRIES INC | HEMO-FORCE SQ - MDS600SQ2 | C920014137 | 2024-05-09 |  |  | Class II device. No GR and there is no LC Comes with a battery.
1071022 | COMPRESSION UNITS-SEQUENTIAL DVT PUMP | COMPRESSION UNITS | COMPRESSION UNITS | Active | MSH | MSH | 7 | SURGICAL SUITE (COMBINED WITH CYSTO) | OR | MEDLINE INDUSTRIES INC | HEMO-FORCE SQ - MDS600SQ2 | C920014460 | 2024-05-09 |  |  | Class II device. No GR and there is no LC Comes with a battery.
1071023 | COMPRESSION UNITS-SEQUENTIAL DVT PUMP | COMPRESSION UNITS | COMPRESSION UNITS | Active | MSH | MSH | 7 | SURGICAL SUITE (COMBINED WITH CYSTO) | OR | MEDLINE INDUSTRIES INC | HEMO-FORCE SQ - MDS600SQ2 | C920013335 | 2024-05-09 |  |  | Class II device. No GR and there is no LC
1071024 | COMPRESSION UNITS-SEQUENTIAL DVT PUMP | COMPRESSION UNITS | COMPRESSION UNITS | Active | MSH | MSH | 7 | SURGICAL SUITE (COMBINED WITH CYSTO) | OR | MEDLINE INDUSTRIES INC | HEMO-FORCE SQ - MDS600SQ2 | C920013340 | 2024-05-09 |  |  | Class II device. No GR and there is no LC
1071025 | Sphygmomanometers, Aneroid | Sphygmomanometers | Sphygmomanometers, Aneroid | Active | MSH | MSH | 12N | JDMI - Mammography | Mammography | Welch Allyn | 5091-38 | 080491583 | 2012-07-09 | 171
1071026 | COMPRESSION UNITS-SEQUENTIAL DVT PUMP | COMPRESSION UNITS | COMPRESSION UNITS | Active | MSH | MSH | 7 | SURGICAL SUITE (COMBINED WITH CYSTO) | OR | MEDLINE INDUSTRIES INC | HEMO-FORCE SQ - MDS600SQ2 | C920013394 | 2024-05-09 |  |  | Class II device. No GR and there is no LC
1071027 | COMPRESSION UNITS-SEQUENTIAL DVT PUMP | COMPRESSION UNITS | COMPRESSION UNITS | Active | MSH | MSH | 7 | SURGICAL SUITE (COMBINED WITH CYSTO) | OR | MEDLINE INDUSTRIES INC | HEMO-FORCE SQ - MDS600SQ2 | C920013411 | 2024-05-09 |  |  | Class II device. No GR and there is no LC
1071038 | COMPRESSION UNITS-SEQUENTIAL DVT PUMP | COMPRESSION UNITS | COMPRESSION UNITS | Active | MSH | MSH | 5 | ICU | ICU | MEDLINE INDUSTRIES INC | HEMO-FORCE SQ - MDS600SQ2 | C920013412 | 2024-05-09 |  |  | Class II device. No GR and there is no LC
1071039 | COMPRESSION UNITS-SEQUENTIAL DVT PUMP | COMPRESSION UNITS | COMPRESSION UNITS | Active | MSH | MSH | 5 | ICU | ICU | MEDLINE INDUSTRIES INC | HEMO-FORCE SQ - MDS600SQ2 | C920013183 | 2024-05-09 |  |  | Class II device. No GR and there is no LC
1071053 | COMPRESSION UNITS-SEQUENTIAL DVT PUMP | COMPRESSION UNITS | COMPRESSION UNITS | Active | MSH | MSH | 5 | ICU | ICU | MEDLINE INDUSTRIES INC | HEMO-FORCE SQ - MDS600SQ2 | C920014744 | 2024-05-09 |  |  | Class II device. No GR and there is no LC
1071054 | COMPRESSION UNITS-SEQUENTIAL DVT PUMP | COMPRESSION UNITS | COMPRESSION UNITS | Active | MSH | MSH | 5 | ICU | ICU | MEDLINE INDUSTRIES INC | HEMO-FORCE SQ - MDS600SQ2 | C920014848 | 2024-05-14 |  |  | Class II device. No GR and there is no LC
1071060 | COMPRESSION UNITS-SEQUENTIAL DVT PUMP | COMPRESSION UNITS | COMPRESSION UNITS | Active | MSH | MSH | 5 | ICU | ICU | MEDLINE INDUSTRIES INC | HEMO-FORCE SQ - MDS600SQ2 | C920014745 | 2024-05-14 |  |  | Class II device. No GR and there is no LC
1071061 | COMPRESSION UNITS-SEQUENTIAL DVT PUMP | COMPRESSION UNITS | COMPRESSION UNITS | Active | MSH | MSH | 5 | ICU | ICU | MEDLINE INDUSTRIES INC | HEMO-FORCE SQ - MDS600SQ2 | C920014802 | 2024-05-14 |  |  | Class II device. No GR and there is no LC
1071073 | COMPRESSION UNITS-SEQUENTIAL DVT PUMP | COMPRESSION UNITS | COMPRESSION UNITS | Active | MSH | MSH | 5 | ICU | ICU | MEDLINE INDUSTRIES INC | HEMO-FORCE SQ - MDS600SQ2 | C920013190 | 2024-05-14 |  |  | Class II device. No GR and there is no LC
1071075 | COMPRESSION UNITS-SEQUENTIAL DVT PUMP | COMPRESSION UNITS | COMPRESSION UNITS | Active | MSH | MSH | 5 | ICU | ICU | MEDLINE INDUSTRIES INC | HEMO-FORCE SQ - MDS600SQ2 | C920013210 | 2024-05-14 |  |  | Class II device. No GR and there is no LC
1071077 | BLADDER SCANNER | BLADDER SCANNER | BLADDER SCANNER | Active | MSH | MSH | 12N | Nursing 12N Medicine | 12th Floor - North Side | Verathon Medical | Prime Plus | C1526259 | 2024-05-14 |  | 2029-05-13
1071080 | COMPRESSION UNITS-SEQUENTIAL DVT PUMP | COMPRESSION UNITS | COMPRESSION UNITS | Active | MSH | MSH | 5 | ICU | ICU | MEDLINE INDUSTRIES INC | HEMO-FORCE SQ - MDS600SQ2 | C920013213 | 2024-05-14 |  |  | Class II device. No GR and there is no LC
1071084 | Scales, Patient, Floor | Scales | Scales, Patient, Floor | Active | MSH | MSH | 12N | Nursing 12N Medicine | 12th Floor - North Side | SR INSTRUMENTS INC | SR555i | WO-90861-001 | 2024-05-14 | 5001 | 2028-05-13
1071085 | COMPRESSION UNITS-SEQUENTIAL DVT PUMP | COMPRESSION UNITS | COMPRESSION UNITS | Active | MSH | MSH | 5 | ICU | ICU | MEDLINE INDUSTRIES INC | HEMO-FORCE SQ - MDS600SQ2 | C920013277 | 2024-05-14 |  |  | Class II device. No GR and there is no LC
1071089 | Scales, Patient, Floor | Scales | Scales, Patient, Floor | Active | MSH | MSH | 12N | Nursing 12N Medicine | 12th Floor - North Side | SR INSTRUMENTS INC | SR555i | WO-90859-001 | 2024-05-14 | 5001 | 2028-05-13
1071090 | COMPRESSION UNITS-SEQUENTIAL DVT PUMP | COMPRESSION UNITS | COMPRESSION UNITS | Active | MSH | MSH | 5 | ICU | ICU | MEDLINE INDUSTRIES INC | HEMO-FORCE SQ - MDS600SQ2 | C920013423 | 2024-05-14 |  |  | Class II device. No GR and there is no LC
1071091 | COMPRESSION UNITS-SEQUENTIAL DVT PUMP | COMPRESSION UNITS | COMPRESSION UNITS | Active | MSH | MSH | 5 | ICU | ICU | MEDLINE INDUSTRIES INC | HEMO-FORCE SQ - MDS600SQ2 | C920013426 | 2024-05-14 |  |  | Class II device. No GR and there is no LC
1071092 | COMPRESSION UNITS-SEQUENTIAL DVT PUMP | COMPRESSION UNITS | COMPRESSION UNITS | Active | MSH | MSH | 5 | ICU | ICU | MEDLINE INDUSTRIES INC | HEMO-FORCE SQ - MDS600SQ2 | C920014007 | 2024-05-14 |  |  | Class II device. No GR and there is no LC
1071093 | Sphygmomanometers, Aneroid | Sphygmomanometers | Sphygmomanometers, Aneroid | Active | MSH | MSH | 12N | Nursing 12N Medicine | 12th Floor - North Side | Welch Allyn | 7670-01 | 230605144700 | 2024-05-14 | 199 |  | 10th Floor new unit
1071094 | Sphygmomanometers, Aneroid | Sphygmomanometers | Sphygmomanometers, Aneroid | Active | MSH | MSH | 12N | Nursing 12N Medicine | 12th Floor - North Side | Welch Allyn | 7670-01 | 230605141250 | 2024-05-14 | 199 |  | 10th Floor new unit
1071095 | COMPRESSION UNITS-SEQUENTIAL DVT PUMP | COMPRESSION UNITS | COMPRESSION UNITS | Active | MSH | MSH | 5 | ICU | ICU | MEDLINE INDUSTRIES INC | HEMO-FORCE SQ - MDS600SQ2 | C920014441 | 2024-05-14 |  |  | Class II device. No GR and there is no LC
1071096 | COMPRESSION UNITS-SEQUENTIAL DVT PUMP | COMPRESSION UNITS | COMPRESSION UNITS | Active | MSH | MSH | 5 | ICU | ICU | MEDLINE INDUSTRIES INC | HEMO-FORCE SQ - MDS600SQ2 | C920014049 | 2024-05-14 |  |  | Class II device. No GR and there is no LC
1071097 | COMPRESSION UNITS-SEQUENTIAL DVT PUMP | COMPRESSION UNITS | COMPRESSION UNITS | Active | MSH | MSH | 5 | ICU | ICU | MEDLINE INDUSTRIES INC | HEMO-FORCE SQ - MDS600SQ2 | C920014371 | 2024-05-14 |  |  | Class II device. No GR and there is no LC
1071098 | COMPRESSION UNITS-SEQUENTIAL DVT PUMP | COMPRESSION UNITS | COMPRESSION UNITS | Active | MSH | MSH | 5 | ICU | ICU | MEDLINE INDUSTRIES INC | HEMO-FORCE SQ - MDS600SQ2 | C920014005 | 2024-05-14 |  |  | Class II device. No GR and there is no LC
1071099 | COMPRESSION UNITS-SEQUENTIAL DVT PUMP | COMPRESSION UNITS | COMPRESSION UNITS | Active | MSH | MSH | 5 | ICU | ICU | MEDLINE INDUSTRIES INC | HEMO-FORCE SQ - MDS600SQ2 | C920014434 | 2024-05-14 |  |  | Class II device. No GR and there is no LC
1071102 | COMPRESSION UNITS-SEQUENTIAL DVT PUMP | COMPRESSION UNITS | COMPRESSION UNITS | Active | MSH | MSH | 5 | ICU | ICU | MEDLINE INDUSTRIES INC | HEMO-FORCE SQ - MDS600SQ2 | C920014169 | 2024-05-15 |  |  | Class II device. No GR and there is no LC
1071103 | COMPRESSION UNITS-SEQUENTIAL DVT PUMP | COMPRESSION UNITS | COMPRESSION UNITS | Active | MSH | MSH | 5 | ICU | ICU | MEDLINE INDUSTRIES INC | HEMO-FORCE SQ - MDS600SQ2 | C920014372 | 2024-05-15 |  |  | Class II device. No GR and there is no LC
1071104 | COMPRESSION UNITS-SEQUENTIAL DVT PUMP | COMPRESSION UNITS | COMPRESSION UNITS | Active | MSH | MSH | 5 | ICU | ICU | MEDLINE INDUSTRIES INC | HEMO-FORCE SQ - MDS600SQ2 | C920014370 | 2024-05-15 |  |  | Class II device. No GR and there is no LC
1071105 | COMPRESSION UNITS-SEQUENTIAL DVT PUMP | COMPRESSION UNITS | COMPRESSION UNITS | Active | MSH | MSH | 5 | ICU | ICU | MEDLINE INDUSTRIES INC | HEMO-FORCE SQ - MDS600SQ2 | C920014055 | 2024-05-15 |  |  | Class II device. No GR and there is no LC
1071106 | INFUSION PUMPS, GENERAL PURPOSE | INFUSION PUMPS | INFUSION PUMPS, GENERAL PURPOSE | Active | MSH | MSH | 12N | Central Dispatch | 12 North | Alaris Medical Systems | 8015 - PCU | 16224993 | 2024-05-15 | 2100 | 2026-05-15
1071107 | INFUSION PUMPS, GENERAL PURPOSE | INFUSION PUMPS | INFUSION PUMPS, GENERAL PURPOSE | Active | MSH | MSH | 12N | Central Dispatch | 12th Floor - North Side | Alaris Medical Systems | 8100 - LVP Module | 16322025 | 2024-05-15 | 1200 | 2026-05-15
1071108 | COMPRESSION UNITS-SEQUENTIAL DVT PUMP | COMPRESSION UNITS | COMPRESSION UNITS | Active | MSH | MSH | 5 | ICU | ICU | MEDLINE INDUSTRIES INC | HEMO-FORCE SQ - MDS600SQ2 | C920014068 | 2024-05-15 |  |  | Class II device. No GR and there is no LC
1071109 | COMPRESSION UNITS-SEQUENTIAL DVT PUMP | COMPRESSION UNITS | COMPRESSION UNITS | Active | MSH | MSH | 5 | ICU | ICU | MEDLINE INDUSTRIES INC | HEMO-FORCE SQ - MDS600SQ2 | C920014114 | 2024-05-15 |  |  | Class II device. No GR and there is no LC
1071111 | COMPRESSION UNITS-SEQUENTIAL DVT PUMP | COMPRESSION UNITS | COMPRESSION UNITS | Active | MSH | MSH | 5 | ICU | ICU | MEDLINE INDUSTRIES INC | HEMO-FORCE SQ - MDS600SQ2 | C920014021 | 2024-05-15 |  |  | Class II device. No GR and there is no LC
1071112 | COMPRESSION UNITS-SEQUENTIAL DVT PUMP | COMPRESSION UNITS | COMPRESSION UNITS | Active | MSH | MSH | 5 | ICU | ICU | MEDLINE INDUSTRIES INC | HEMO-FORCE SQ - MDS600SQ2 | C920014104 | 2024-05-15 |  |  | Class II device. No GR and there is no LC
1071113 | COMPRESSION UNITS-SEQUENTIAL DVT PUMP | COMPRESSION UNITS | COMPRESSION UNITS | Active | MSH | MSH | 5 | ICU | ICU | MEDLINE INDUSTRIES INC | HEMO-FORCE SQ - MDS600SQ2 | C920013256 | 2024-05-15 |  |  | Class II device. No GR and there is no LC
1071114 | COMPRESSION UNITS-SEQUENTIAL DVT PUMP | COMPRESSION UNITS | COMPRESSION UNITS | Active | MSH | MSH | 5 | ICU | ICU | MEDLINE INDUSTRIES INC | HEMO-FORCE SQ - MDS600SQ2 | C920014430 | 2024-05-15 |  |  | Class II device. No GR and there is no LC
1071117 | COMPRESSION UNITS-SEQUENTIAL DVT PUMP | COMPRESSION UNITS | COMPRESSION UNITS | Active | MSH | MSH | 5 | ICU | ICU | MEDLINE INDUSTRIES INC | HEMO-FORCE SQ - MDS600SQ2 | C920014103 | 2024-05-15 |  |  | Class II device. No GR and there is no LC
1071118 | COMPRESSION UNITS-SEQUENTIAL DVT PUMP | COMPRESSION UNITS | COMPRESSION UNITS | Active | MSH | MSH | 5 | ICU | ICU | MEDLINE INDUSTRIES INC | HEMO-FORCE SQ - MDS600SQ2 | C920014363 | 2024-05-15 |  |  | Class II device. No GR and there is no LC
1071119 | Alaris Medical Systems | INFUSION PUMPS | INFUSION PUMPS, GENERAL PURPOSE | Active | MSH | MSH | 12N | Central Dispatch | 12 North | Alaris Medical Systems | 8015 - PCU | 16224984 | 2024-05-15 | 2100 | 2026-05-15
1071120 | Alaris Medical Systems | INFUSION PUMPS | INFUSION PUMPS, GENERAL PURPOSE | Active | MSH | MSH | 12N | Central Dispatch | 12 North | Alaris Medical Systems | 8015 - PCU | 16213144 | 2024-05-15 | 2100 | 2026-05-15
1071121 | Alaris Medical Systems | INFUSION PUMPS | INFUSION PUMPS, GENERAL PURPOSE | Active | MSH | MSH | 12N | Central Dispatch | 12 North | Alaris Medical Systems | 8015 - PCU | 16225107 | 2024-05-15 | 2100 | 2026-05-15
1071122 | Alaris Medical Systems | INFUSION PUMPS | INFUSION PUMPS, GENERAL PURPOSE | Active | MSH | MSH | 12N | Central Dispatch | 12 North | Alaris Medical Systems | 8015 - PCU | 16213238 | 2024-05-15 | 2100 | 2026-05-15
1071123 | Alaris Medical Systems | INFUSION PUMPS | INFUSION PUMPS, GENERAL PURPOSE | Active | MSH | MSH | 12N | Central Dispatch | 12 North | Alaris Medical Systems | 8015 - PCU | 16224927 | 2024-05-15 | 2100 | 2026-05-15
1071124 | Alaris Medical Systems | INFUSION PUMPS | INFUSION PUMPS, GENERAL PURPOSE | Active | MSH | MSH | 12N | Central Dispatch | 12 North | Alaris Medical Systems | 8015 - PCU | 16213278 | 2024-05-15 | 2100 | 2026-05-15
1071125 | Alaris Medical Systems | INFUSION PUMPS | INFUSION PUMPS, GENERAL PURPOSE | Active | MSH | MSH | 12N | Central Dispatch | 12 North | Alaris Medical Systems | 8015 - PCU | 16225016 | 2024-05-15 | 2100 | 2026-05-15
1071126 | Alaris Medical Systems | INFUSION PUMPS | INFUSION PUMPS, GENERAL PURPOSE | Active | MSH | MSH | 12N | Central Dispatch | 12 North | Alaris Medical Systems | 8015 - PCU | 16225005 | 2024-05-15 | 2100 | 2026-05-15
1071127 | Alaris Medical Systems | INFUSION PUMPS | INFUSION PUMPS, GENERAL PURPOSE | Active | MSH | MSH | 12N | Central Dispatch | 12 North | Alaris Medical Systems | 8015 - PCU | 16225072 | 2024-05-15 | 2100 | 2026-05-15
1071128 | Alaris Medical Systems | INFUSION PUMPS | INFUSION PUMPS, GENERAL PURPOSE | Active | MSH | MSH | 12N | Central Dispatch | 12 North | Alaris Medical Systems | 8015 - PCU | 16225011 | 2024-05-15 | 2100 | 2026-05-15
1071129 | Alaris Medical Systems | INFUSION PUMPS | INFUSION PUMPS, GENERAL PURPOSE | Active | MSH | MSH | 12N | Central Dispatch | 12 North | Alaris Medical Systems | 8015 - PCU | 16225034 | 2024-05-15 | 2100 | 2026-05-15
1071130 | Alaris Medical Systems | INFUSION PUMPS | INFUSION PUMPS, GENERAL PURPOSE | Active | MSH | MSH | 12N | Central Dispatch | 12 North | Alaris Medical Systems | 8015 - PCU | 16225017 | 2024-05-15 | 2100 | 2026-05-15
1071131 | Alaris Medical Systems | INFUSION PUMPS | INFUSION PUMPS, GENERAL PURPOSE | Active | MSH | MSH | 12N | Central Dispatch | 12 North | Alaris Medical Systems | 8015 - PCU | 16225057 | 2024-05-15 | 2100 | 2026-05-15
1071132 | Alaris Medical Systems | INFUSION PUMPS | INFUSION PUMPS, GENERAL PURPOSE | Active | MSH | MSH | 12N | Central Dispatch | 12 North | Alaris Medical Systems | 8015 - PCU | 16224967 | 2024-05-15 | 2100 | 2026-05-15
1071133 | Alaris Medical Systems | INFUSION PUMPS | INFUSION PUMPS, GENERAL PURPOSE | Active | MSH | MSH | 12N | Central Dispatch | 12 North | Alaris Medical Systems | 8015 - PCU | 16225059 | 2024-05-15 | 2100 | 2026-05-15
1071134 | Alaris Medical Systems | INFUSION PUMPS | INFUSION PUMPS, GENERAL PURPOSE | Active | MSH | MSH | 12N | Central Dispatch | 12 North | Alaris Medical Systems | 8015 - PCU | 16224983 | 2024-05-15 | 2100 | 2026-05-15
1071135 | Alaris Medical Systems | INFUSION PUMPS | INFUSION PUMPS, GENERAL PURPOSE | Active | MSH | MSH | 12N | Central Dispatch | 12 North | Alaris Medical Systems | 8015 - PCU | 16225008 | 2024-05-15 | 2100 | 2026-05-15
1071136 | Alaris Medical Systems | INFUSION PUMPS | INFUSION PUMPS, GENERAL PURPOSE | Active | MSH | MSH | 12N | Central Dispatch | 12 North | Alaris Medical Systems | 8015 - PCU | 16212702 | 2024-05-15 | 2100 | 2026-05-15
1071137 | Alaris Medical Systems | INFUSION PUMPS | INFUSION PUMPS, GENERAL PURPOSE | Active | MSH | MSH | 12N | Central Dispatch | 12 North | Alaris Medical Systems | 8015 - PCU | 16225081 | 2024-05-15 | 2100 | 2026-05-15
1071138 | Alaris Medical Systems | INFUSION PUMPS | INFUSION PUMPS, GENERAL PURPOSE | Active | MSH | MSH | 12N | Central Dispatch | 12 North | Alaris Medical Systems | 8015 - PCU | 16213145 | 2024-05-15 | 2100 | 2026-05-15
1071139 | Alaris Medical Systems | INFUSION PUMPS | INFUSION PUMPS, GENERAL PURPOSE | Active | MSH | MSH | 12N | Central Dispatch | 12 North | Alaris Medical Systems | 8015 - PCU | 16225080 | 2024-05-15 | 2100 | 2026-05-15
1071140 | Alaris Medical Systems | INFUSION PUMPS | INFUSION PUMPS, GENERAL PURPOSE | Active | MSH | MSH | 12N | Central Dispatch | 12 North | Alaris Medical Systems | 8015 - PCU | 16225006 | 2024-05-15 | 2100 | 2026-05-15
1071141 | Alaris Medical Systems | INFUSION PUMPS | INFUSION PUMPS, GENERAL PURPOSE | Active | MSH | MSH | 12N | Central Dispatch | 12 North | Alaris Medical Systems | 8015 - PCU | 16225105 | 2024-05-15 | 2100 | 2026-05-15
1071142 | COMPRESSION UNITS-SEQUENTIAL DVT PUMP | COMPRESSION UNITS | COMPRESSION UNITS | Active | MSH | MSH | 5 | ICU | ICU | MEDLINE INDUSTRIES INC | HEMO-FORCE SQ - MDS600SQ2 | C920014457 | 2024-05-15 |  |  | Class II device. No GR and there is no LC
1071144 | COMPRESSION UNITS-SEQUENTIAL DVT PUMP | COMPRESSION UNITS | COMPRESSION UNITS | Active | MSH | MSH | 5 | ICU | ICU | MEDLINE INDUSTRIES INC | HEMO-FORCE SQ - MDS600SQ2 | C920014136 | 2024-05-15 |  |  | Class II device. No GR and there is no LC
1071145 | Alaris Medical Systems | INFUSION PUMPS | INFUSION PUMPS, GENERAL PURPOSE | Active | MSH | MSH | 12N | Central Dispatch | 12 North | Alaris Medical Systems | 8100 - LVP Module | 16321843 | 2024-05-15 | 1200 | 2026-05-15
1071146 | Alaris Medical Systems | INFUSION PUMPS | INFUSION PUMPS, GENERAL PURPOSE | Active | MSH | MSH | 12N | Central Dispatch | 12 North | Alaris Medical Systems | 8100 - LVP Module | 16322225 | 2024-05-15 | 1200 | 2026-05-15
1071147 | Alaris Medical Systems | INFUSION PUMPS | INFUSION PUMPS, GENERAL PURPOSE | Active | MSH | MSH | 12N | Central Dispatch | 12 North | Alaris Medical Systems | 8100 - LVP Module | 16322552 | 2024-05-15 | 1200 | 2026-05-15
1071148 | Alaris Medical Systems | INFUSION PUMPS | INFUSION PUMPS, GENERAL PURPOSE | Active | MSH | MSH | 12N | Central Dispatch | 12 North | Alaris Medical Systems | 8100 - LVP Module | 16322352 | 2024-05-15 | 1200 | 2026-05-15
1071149 | Alaris Medical Systems | INFUSION PUMPS | INFUSION PUMPS, GENERAL PURPOSE | Active | MSH | MSH | 12N | Central Dispatch | 12 North | Alaris Medical Systems | 8100 - LVP Module | 16322640 | 2024-05-15 | 1200 | 2026-05-15
1071150 | Alaris Medical Systems | INFUSION PUMPS | INFUSION PUMPS, GENERAL PURPOSE | Active | MSH | MSH | 12N | Central Dispatch | 12 North | Alaris Medical Systems | 8100 - LVP Module | 16321759 | 2024-05-15 | 1200 | 2026-05-15
1071151 | Alaris Medical Systems | INFUSION PUMPS | INFUSION PUMPS, GENERAL PURPOSE | Active | MSH | MSH | 12N | Central Dispatch | 12 North | Alaris Medical Systems | 8100 - LVP Module | 16322362 | 2024-05-15 | 1200 | 2026-05-15
1071152 | Alaris Medical Systems | INFUSION PUMPS | INFUSION PUMPS, GENERAL PURPOSE | Active | MSH | MSH | 12N | Central Dispatch | 12 North | Alaris Medical Systems | 8100 - LVP Module | 16321861 | 2024-05-15 | 1200 | 2026-05-15
1071153 | Alaris Medical Systems | INFUSION PUMPS | INFUSION PUMPS, GENERAL PURPOSE | Active | MSH | MSH | 12N | Central Dispatch | 12 North | Alaris Medical Systems | 8100 - LVP Module | 16322015 | 2024-05-15 | 1200 | 2026-05-15
1071154 | Alaris Medical Systems | INFUSION PUMPS | INFUSION PUMPS, GENERAL PURPOSE | Active | MSH | MSH | 12N | Central Dispatch | 12 North | Alaris Medical Systems | 8100 - LVP Module | 16321962 | 2024-05-15 | 1200 | 2026-05-15
1071155 | Alaris Medical Systems | INFUSION PUMPS | INFUSION PUMPS, GENERAL PURPOSE | Active | MSH | MSH | 12N | Central Dispatch | 12 North | Alaris Medical Systems | 8100 - LVP Module | 16322322 | 2024-05-15 | 1200 | 2026-05-15
1071156 | Alaris Medical Systems | INFUSION PUMPS | INFUSION PUMPS, GENERAL PURPOSE | Active | MSH | MSH | 12N | Central Dispatch | 12 North | Alaris Medical Systems | 8100 - LVP Module | 16321926 | 2024-05-15 | 1200 | 2026-05-15
1071157 | Alaris Medical Systems | INFUSION PUMPS | INFUSION PUMPS, GENERAL PURPOSE | Active | MSH | MSH | 12N | Central Dispatch | 12 North | Alaris Medical Systems | 8100 - LVP Module | 16321747 | 2024-05-15 | 1200 | 2026-05-15
1071158 | Alaris Medical Systems | INFUSION PUMPS | INFUSION PUMPS, GENERAL PURPOSE | Active | MSH | MSH | 12N | Central Dispatch | 12 North | Alaris Medical Systems | 8100 - LVP Module | 16321966 | 2024-05-15 | 1200 | 2026-05-15
1071159 | Alaris Medical Systems | INFUSION PUMPS | INFUSION PUMPS, GENERAL PURPOSE | Active | MSH | MSH | 12N | Central Dispatch | 12 North | Alaris Medical Systems | 8100 - LVP Module | 16321778 | 2024-05-15 | 1200 | 2026-05-15
1071160 | Alaris Medical Systems | INFUSION PUMPS | INFUSION PUMPS, GENERAL PURPOSE | Active | MSH | MSH | 12N | Central Dispatch | 12 North | Alaris Medical Systems | 8100 - LVP Module | 16322462 | 2024-05-15 | 1200 | 2026-05-15
1071161 | Alaris Medical Systems | INFUSION PUMPS | INFUSION PUMPS, GENERAL PURPOSE | Active | MSH | MSH | 12N | Central Dispatch | 12 North | Alaris Medical Systems | 8100 - LVP Module | 16322507 | 2024-05-15 | 1200 | 2026-05-15
1071162 | Alaris Medical Systems | INFUSION PUMPS | INFUSION PUMPS, GENERAL PURPOSE | Active | MSH | MSH | 12N | Central Dispatch | 12 North | Alaris Medical Systems | 8100 - LVP Module | 16322254 | 2024-05-15 | 1200 | 2026-05-15
1071163 | Alaris Medical Systems | INFUSION PUMPS | INFUSION PUMPS, GENERAL PURPOSE | Active | MSH | MSH | 12N | Central Dispatch | 12 North | Alaris Medical Systems | 8100 - LVP Module | 16321918 | 2024-05-15 | 1200 | 2026-05-15
1071164 | Alaris Medical Systems | INFUSION PUMPS | INFUSION PUMPS, GENERAL PURPOSE | Active | MSH | MSH | 12N | Central Dispatch | 12 North | Alaris Medical Systems | 8100 - LVP Module | 16321866 | 2024-05-15 | 1200 | 2026-05-15
1071165 | Alaris Medical Systems | INFUSION PUMPS | INFUSION PUMPS, GENERAL PURPOSE | Active | MSH | MSH | 12N | Central Dispatch | 12 North | Alaris Medical Systems | 8100 - LVP Module | 16322016 | 2024-05-15 | 1200 | 2026-05-15
1071166 | Alaris Medical Systems | INFUSION PUMPS | INFUSION PUMPS, GENERAL PURPOSE | Active | MSH | MSH | 12N | Central Dispatch | 12 North | Alaris Medical Systems | 8100 - LVP Module | 16322396 | 2024-05-15 | 1200 | 2026-05-15
1071167 | Alaris Medical Systems | INFUSION PUMPS | INFUSION PUMPS, GENERAL PURPOSE | Active | MSH | MSH | 12N | Central Dispatch | 12 North | Alaris Medical Systems | 8100 - LVP Module | 16321897 | 2024-05-15 | 1200 | 2026-05-15
1071168 | Alaris Medical Systems | INFUSION PUMPS | INFUSION PUMPS, GENERAL PURPOSE | Active | MSH | MSH | 12N | Central Dispatch | 12 North | Alaris Medical Systems | 8100 - LVP Module | 16322058 | 2024-05-15 | 1200 | 2026-05-15
1071169 | Alaris Medical Systems | INFUSION PUMPS | INFUSION PUMPS, GENERAL PURPOSE | Active | MSH | MSH | 12N | Central Dispatch | 12 North | Alaris Medical Systems | 8100 - LVP Module | 16321838 | 2024-05-15 | 1200 | 2026-05-15
1071170 | Alaris Medical Systems | INFUSION PUMPS | INFUSION PUMPS, GENERAL PURPOSE | Active | MSH | MSH | 12N | Central Dispatch | 12 North | Alaris Medical Systems | 8100 - LVP Module | 16321991 | 2024-05-15 | 1200 | 2026-05-15
1071171 | Alaris Medical Systems | INFUSION PUMPS | INFUSION PUMPS, GENERAL PURPOSE | Active | MSH | MSH | 12N | Central Dispatch | 12 North | Alaris Medical Systems | 8100 - LVP Module | 16321967 | 2024-05-15 | 1200 | 2026-05-15
1071172 | Alaris Medical Systems | INFUSION PUMPS | INFUSION PUMPS, GENERAL PURPOSE | Active | MSH | MSH | 12N | Central Dispatch | 12 North | Alaris Medical Systems | 8100 - LVP Module | 16321777 | 2024-05-15 | 1200 | 2026-05-15
1071173 | Alaris Medical Systems | INFUSION PUMPS | INFUSION PUMPS, GENERAL PURPOSE | Active | MSH | MSH | 12N | Central Dispatch | 12 North | Alaris Medical Systems | 8100 - LVP Module | 16322631 | 2024-05-15 | 1200 | 2026-05-15
1071174 | Alaris Medical Systems | INFUSION PUMPS | INFUSION PUMPS, GENERAL PURPOSE | Active | MSH | MSH | 12N | Central Dispatch | 12 North | Alaris Medical Systems | 8100 - LVP Module | 16321779 | 2024-05-15 | 1200 | 2026-05-15
1071175 | Alaris Medical Systems | INFUSION PUMPS | INFUSION PUMPS, GENERAL PURPOSE | Active | MSH | MSH | 12N | Central Dispatch | 12 North | Alaris Medical Systems | 8100 - LVP Module | 16322355 | 2024-05-15 | 1200 | 2026-05-15
1071176 | Alaris Medical Systems | INFUSION PUMPS | INFUSION PUMPS, GENERAL PURPOSE | Active | MSH | MSH | 12N | Central Dispatch | 12 North | Alaris Medical Systems | 8100 - LVP Module | 16322036 | 2024-05-15 | 1200 | 2026-05-15
1071177 | Alaris Medical Systems | INFUSION PUMPS | INFUSION PUMPS, GENERAL PURPOSE | Active | MSH | MSH | 12N | Central Dispatch | 12 North | Alaris Medical Systems | 8100 - LVP Module | 16322064 | 2024-05-15 | 1200 | 2026-05-15
1071178 | Alaris Medical Systems | INFUSION PUMPS | INFUSION PUMPS, GENERAL PURPOSE | Active | MSH | MSH | 12N | Central Dispatch | 12 North | Alaris Medical Systems | 8100 - LVP Module | 16322779 | 2024-05-15 | 1200 | 2026-05-15
1071179 | Alaris Medical Systems | INFUSION PUMPS | INFUSION PUMPS, GENERAL PURPOSE | Active | MSH | MSH | 12N | Central Dispatch | 12 North | Alaris Medical Systems | 8100 - LVP Module | 16322115 | 2024-05-15 | 1200 | 2026-05-15
1071180 | Alaris Medical Systems | INFUSION PUMPS | INFUSION PUMPS, GENERAL PURPOSE | Active | MSH | MSH | 12N | Central Dispatch | 12 North | Alaris Medical Systems | 8100 - LVP Module | 16321919 | 2024-05-15 | 1200 | 2026-05-15
1071181 | Alaris Medical Systems | INFUSION PUMPS | INFUSION PUMPS, GENERAL PURPOSE | Active | MSH | MSH | 12N | Central Dispatch | 12 North | Alaris Medical Systems | 8100 - LVP Module | 16321775 | 2024-05-15 | 1200 | 2026-05-15
1071182 | Alaris Medical Systems | INFUSION PUMPS | INFUSION PUMPS, GENERAL PURPOSE | Active | MSH | MSH | 12N | Central Dispatch | 12 North | Alaris Medical Systems | 8100 - LVP Module | 16322044 | 2024-05-15 | 1200 | 2026-05-15
1071183 | Alaris Medical Systems | INFUSION PUMPS | INFUSION PUMPS, GENERAL PURPOSE | Active | MSH | MSH | 12N | Central Dispatch | 12 North | Alaris Medical Systems | 8100 - LVP Module | 16322266 | 2024-05-15 | 1200 | 2026-05-15
1071184 | Alaris Medical Systems | INFUSION PUMPS | INFUSION PUMPS, GENERAL PURPOSE | Active | MSH | MSH | 12N | Central Dispatch | 12 North | Alaris Medical Systems | 8100 - LVP Module | 16322445 | 2024-05-15 | 1200 | 2026-05-15
1071185 | Alaris Medical Systems | INFUSION PUMPS | INFUSION PUMPS, GENERAL PURPOSE | Active | MSH | MSH | 12N | Central Dispatch | 12 North | Alaris Medical Systems | 8100 - LVP Module | 16321925 | 2024-05-15 | 1200 | 2026-05-15
1071186 | Alaris Medical Systems | INFUSION PUMPS | INFUSION PUMPS, GENERAL PURPOSE | Active | MSH | MSH | 12N | Central Dispatch | 12 North | Alaris Medical Systems | 8100 - LVP Module | 16321990 | 2024-05-15 | 1200 | 2026-05-15
1071187 | Alaris Medical Systems | INFUSION PUMPS | INFUSION PUMPS, GENERAL PURPOSE | Active | MSH | MSH | 12N | Central Dispatch | 12 North | Alaris Medical Systems | 8100 - LVP Module | 16321776 | 2024-05-15 | 1200 | 2026-05-15
1071188 | Alaris Medical Systems | INFUSION PUMPS | INFUSION PUMPS, GENERAL PURPOSE | Active | MSH | MSH | 12N | Central Dispatch | 12 North | Alaris Medical Systems | 8100 - LVP Module | 16321737 | 2024-05-15 | 1200 | 2026-05-15
1071189 | Alaris Medical Systems | INFUSION PUMPS | INFUSION PUMPS, GENERAL PURPOSE | Active | MSH | MSH | 12N | Central Dispatch | 12 North | Alaris Medical Systems | 8100 - LVP Module | 16322032 | 2024-05-15 | 1200 | 2026-05-15
1071190 | Alaris Medical Systems | INFUSION PUMPS | INFUSION PUMPS, GENERAL PURPOSE | Active | MSH | MSH | 12N | Central Dispatch | 12 North | Alaris Medical Systems | 8100 - LVP Module | 16322357 | 2024-05-15 | 1200 | 2026-05-15
1071191 | Alaris Medical Systems | INFUSION PUMPS | INFUSION PUMPS, GENERAL PURPOSE | Active | MSH | MSH | 12N | Central Dispatch | 12 North | Alaris Medical Systems | 8100 - LVP Module | 16322027 | 2024-05-15 | 1200 | 2026-05-15
1071192 | Alaris Medical Systems | INFUSION PUMPS | INFUSION PUMPS, GENERAL PURPOSE | Active | MSH | MSH | 12N | Central Dispatch | 12 North | Alaris Medical Systems | 8100 - LVP Module | 16322315 | 2024-05-15 | 1200 | 2026-05-15
1071193 | Alaris Medical Systems | INFUSION PUMPS | INFUSION PUMPS, GENERAL PURPOSE | Active | MSH | MSH | 12N | Central Dispatch | 12 North | Alaris Medical Systems | 8100 - LVP Module | 16321772 | 2024-05-15 | 1200 | 2026-05-15
1071194 | Alaris Medical Systems | INFUSION PUMPS | INFUSION PUMPS, GENERAL PURPOSE | Active | MSH | MSH | 12N | Central Dispatch | 12 North | Alaris Medical Systems | 8100 - LVP Module | 16322274 | 2024-05-15 | 1200 | 2026-05-15
1071195 | Alaris Medical Systems | INFUSION PUMPS | INFUSION PUMPS, GENERAL PURPOSE | Active | MSH | MSH | 12N | Central Dispatch | 12 North | Alaris Medical Systems | 8100 - LVP Module | 16321892 | 2024-05-15 | 1200 | 2026-05-15
1071196 | Alaris Medical Systems | INFUSION PUMPS | INFUSION PUMPS, GENERAL PURPOSE | Active | MSH | MSH | 12N | Central Dispatch | 12 North | Alaris Medical Systems | 8100 - LVP Module | 16322294 | 2024-05-15 | 1200 | 2026-05-15
1071197 | Alaris Medical Systems | INFUSION PUMPS | INFUSION PUMPS, GENERAL PURPOSE | Active | MSH | MSH | 12N | Central Dispatch | 12 North | Alaris Medical Systems | 8100 - LVP Module | 16321739 | 2024-05-15 | 1200 | 2026-05-15
1071198 | Alaris Medical Systems | INFUSION PUMPS | INFUSION PUMPS, GENERAL PURPOSE | Active | MSH | MSH | 12N | Central Dispatch | 12 North | Alaris Medical Systems | 8100 - LVP Module | 16321841 | 2024-05-15 | 1200 | 2026-05-15
1071199 | Alaris Medical Systems | INFUSION PUMPS | INFUSION PUMPS, GENERAL PURPOSE | Active | MSH | MSH | 12N | Central Dispatch | 12 North | Alaris Medical Systems | 8100 - LVP Module | 16322398 | 2024-05-15 | 1200 | 2026-05-15
1071200 | Alaris Medical Systems | INFUSION PUMPS | INFUSION PUMPS, GENERAL PURPOSE | Active | MSH | MSH | 12N | Central Dispatch | 12 North | Alaris Medical Systems | 8100 - LVP Module | 16322239 | 2024-05-15 | 1200 | 2026-05-15
1071201 | Alaris Medical Systems | INFUSION PUMPS | INFUSION PUMPS, GENERAL PURPOSE | Active | MSH | MSH | 12N | Central Dispatch | 12 North | Alaris Medical Systems | 8100 - LVP Module | 16322332 | 2024-05-15 | 1200 | 2026-05-15
1071202 | Alaris Medical Systems | INFUSION PUMPS | INFUSION PUMPS, GENERAL PURPOSE | Active | MSH | MSH | 12N | Central Dispatch | 12 North | Alaris Medical Systems | 8100 - LVP Module | 16321951 | 2024-05-15 | 1200 | 2026-05-15
1071203 | Alaris Medical Systems | INFUSION PUMPS | INFUSION PUMPS, GENERAL PURPOSE | Active | MSH | MSH | 12N | Central Dispatch | 12 North | Alaris Medical Systems | 8100 - LVP Module | 16322502 | 2024-05-15 | 1200 | 2026-05-15
1071204 | Alaris Medical Systems | INFUSION PUMPS | INFUSION PUMPS, GENERAL PURPOSE | Active | MSH | MSH | 12N | Central Dispatch | 12 North | Alaris Medical Systems | 8100 - LVP Module | 16321736 | 2024-05-15 | 1200 | 2026-05-15
1071205 | Alaris Medical Systems | INFUSION PUMPS | INFUSION PUMPS, GENERAL PURPOSE | Active | MSH | MSH | 12N | Central Dispatch | 12 North | Alaris Medical Systems | 8100 - LVP Module | 16322472 | 2024-05-15 | 1200 | 2026-05-15
1071206 | Alaris Medical Systems | INFUSION PUMPS | INFUSION PUMPS, GENERAL PURPOSE | Active | MSH | MSH | 12N | Central Dispatch | 12 North | Alaris Medical Systems | 8100 - LVP Module | 16321949 | 2024-05-15 | 1200 | 2026-05-15
1071207 | Alaris Medical Systems | INFUSION PUMPS | INFUSION PUMPS, GENERAL PURPOSE | Active | MSH | MSH | 12N | Central Dispatch | 12 North | Alaris Medical Systems | 8100 - LVP Module | 16321869 | 2024-05-15 | 1200 | 2026-05-15
1071208 | Alaris Medical Systems | INFUSION PUMPS | INFUSION PUMPS, GENERAL PURPOSE | Active | MSH | MSH | 12N | Central Dispatch | 12 North | Alaris Medical Systems | 8100 - LVP Module | 16321845 | 2024-05-15 | 1200 | 2026-05-15
1071209 | Alaris Medical Systems | INFUSION PUMPS | INFUSION PUMPS, GENERAL PURPOSE | Active | MSH | MSH | 12N | Central Dispatch | 12 North | Alaris Medical Systems | 8100 - LVP Module | 16322061 | 2024-05-15 | 1200 | 2026-05-15
1071210 | Alaris Medical Systems | INFUSION PUMPS | INFUSION PUMPS, GENERAL PURPOSE | Active | MSH | MSH | 12N | Central Dispatch | 12 North | Alaris Medical Systems | 8100 - LVP Module | 16321805 | 2024-05-15 | 1200 | 2026-05-15
1071211 | Alaris Medical Systems | INFUSION PUMPS | INFUSION PUMPS, GENERAL PURPOSE | Active | MSH | MSH | 12N | Central Dispatch | 12 North | Alaris Medical Systems | 8100 - LVP Module | 16321862 | 2024-05-15 | 1200 | 2026-05-15
1071212 | Alaris Medical Systems | INFUSION PUMPS | INFUSION PUMPS, GENERAL PURPOSE | Active | MSH | MSH | 12N | Central Dispatch | 12 North | Alaris Medical Systems | 8100 - LVP Module | 16321710 | 2024-05-15 | 1200 | 2026-05-15
1071213 | Alaris Medical Systems | INFUSION PUMPS | INFUSION PUMPS, GENERAL PURPOSE | Active | MSH | MSH | 12N | Central Dispatch | 12 North | Alaris Medical Systems | 8100 - LVP Module | 16322116 | 2024-05-15 | 1200 | 2026-05-15
1071214 | Alaris Medical Systems | INFUSION PUMPS | INFUSION PUMPS, GENERAL PURPOSE | Active | MSH | MSH | 12N | Central Dispatch | 12 North | Alaris Medical Systems | 8100 - LVP Module | 16322326 | 2024-05-15 | 1200 | 2026-05-15
1071215 | Alaris Medical Systems | INFUSION PUMPS | INFUSION PUMPS, GENERAL PURPOSE | Active | MSH | MSH | 12N | Central Dispatch | 12 North | Alaris Medical Systems | 8100 - LVP Module | 16321895 | 2024-05-15 | 1200 | 2026-05-15
1071216 | Alaris Medical Systems | INFUSION PUMPS | INFUSION PUMPS, GENERAL PURPOSE | Active | MSH | MSH | 12N | Central Dispatch | 12 North | Alaris Medical Systems | 8100 - LVP Module | 16321774 | 2024-05-15 | 1200 | 2026-05-15
1071217 | Alaris Medical Systems | INFUSION PUMPS | INFUSION PUMPS, GENERAL PURPOSE | Active | MSH | MSH | 12N | Central Dispatch | 12 North | Alaris Medical Systems | 8100 - LVP Module | 16321847 | 2024-05-15 | 1200 | 2026-05-15
1071218 | Alaris Medical Systems | INFUSION PUMPS | INFUSION PUMPS, GENERAL PURPOSE | Active | MSH | MSH | 12N | Central Dispatch | 12 North | Alaris Medical Systems | 8100 - LVP Module | 16321770 | 2024-05-15 | 1200 | 2026-05-15
1071219 | Alaris Medical Systems | INFUSION PUMPS | INFUSION PUMPS, GENERAL PURPOSE | Active | MSH | MSH | 12N | Central Dispatch | 12 North | Alaris Medical Systems | 8100 - LVP Module | 16321749 | 2024-05-15 | 1200 | 2026-05-15
1071220 | Alaris Medical Systems | INFUSION PUMPS | INFUSION PUMPS, GENERAL PURPOSE | Active | MSH | MSH | 12N | Central Dispatch | 12 North | Alaris Medical Systems | 8100 - LVP Module | 16322048 | 2024-05-15 | 1200 | 2026-05-15
1071221 | Alaris Medical Systems | INFUSION PUMPS | INFUSION PUMPS, GENERAL PURPOSE | Active | MSH | MSH | 12N | Central Dispatch | 12 North | Alaris Medical Systems | 8100 - LVP Module | 16321893 | 2024-05-15 | 1200 | 2026-05-15
1071222 | Alaris Medical Systems | INFUSION PUMPS | INFUSION PUMPS, GENERAL PURPOSE | Active | MSH | MSH | 12N | Central Dispatch | 12 North | Alaris Medical Systems | 8100 - LVP Module | 16322348 | 2024-05-15 | 1200 | 2026-05-15
1071223 | Alaris Medical Systems | INFUSION PUMPS | INFUSION PUMPS, GENERAL PURPOSE | Active | MSH | MSH | 12N | Central Dispatch | 12 North | Alaris Medical Systems | 8100 - LVP Module | 16322999 | 2024-05-15 | 1200 | 2026-05-15
1071224 | Alaris Medical Systems | INFUSION PUMPS | INFUSION PUMPS, GENERAL PURPOSE | Active | MSH | MSH | 12N | Central Dispatch | 12 North | Alaris Medical Systems | 8100 - LVP Module | 16321746 | 2024-05-15 | 1200 | 2026-05-15
1071225 | Alaris Medical Systems | INFUSION PUMPS | INFUSION PUMPS, GENERAL PURPOSE | Active | MSH | MSH | 12N | Central Dispatch | 12 North | Alaris Medical Systems | 8100 - LVP Module | 16321825 | 2024-05-15 | 1200 | 2026-05-15
1071226 | Alaris Medical Systems | INFUSION PUMPS | INFUSION PUMPS, GENERAL PURPOSE | Active | MSH | MSH | 12N | Central Dispatch | 12 North | Alaris Medical Systems | 8100 - LVP Module | 16321964 | 2024-05-15 | 1200 | 2026-05-15
1071227 | Alaris Medical Systems | INFUSION PUMPS | INFUSION PUMPS, GENERAL PURPOSE | Active | MSH | MSH | 12N | Central Dispatch | 12 North | Alaris Medical Systems | 8100 - LVP Module | 16321883 | 2024-05-15 | 1200 | 2026-05-15
1071228 | Alaris Medical Systems | INFUSION PUMPS | INFUSION PUMPS, GENERAL PURPOSE | Active | MSH | MSH | 12N | Central Dispatch | 12 North | Alaris Medical Systems | 8100 - LVP Module | 16321826 | 2024-05-15 | 1200 | 2026-05-15
1071229 | Alaris Medical Systems | INFUSION PUMPS | INFUSION PUMPS, GENERAL PURPOSE | Active | MSH | MSH | 12N | Central Dispatch | 12 North | Alaris Medical Systems | 8100 - LVP Module | 16322028 | 2024-05-15 | 1200 | 2026-05-15
1071230 | Alaris Medical Systems | INFUSION PUMPS | INFUSION PUMPS, GENERAL PURPOSE | Active | MSH | MSH | 12N | Central Dispatch | 12 North | Alaris Medical Systems | 8100 - LVP Module | 16321950 | 2024-05-15 | 1200 | 2026-05-15
1071231 | Alaris Medical Systems | INFUSION PUMPS | INFUSION PUMPS, GENERAL PURPOSE | Active | MSH | MSH | 12N | Central Dispatch | 12 North | Alaris Medical Systems | 8100 - LVP Module | 16322460 | 2024-05-15 | 1200 | 2026-05-15
1071232 | Alaris Medical Systems | INFUSION PUMPS | INFUSION PUMPS, GENERAL PURPOSE | Active | MSH | MSH | 12N | Central Dispatch | 12 North | Alaris Medical Systems | 8100 - LVP Module | 16322325 | 2024-05-15 | 1200 | 2026-05-15
1071233 | Alaris Medical Systems | INFUSION PUMPS | INFUSION PUMPS, GENERAL PURPOSE | Active | MSH | MSH | 12N | Central Dispatch | 12 North | Alaris Medical Systems | 8100 - LVP Module | 16321894 | 2024-05-15 | 1200 | 2026-05-15
1071234 | Alaris Medical Systems | INFUSION PUMPS | INFUSION PUMPS, GENERAL PURPOSE | Active | MSH | MSH | 12N | Central Dispatch | 12 North | Alaris Medical Systems | 8100 - LVP Module | 16322347 | 2024-05-15 | 1200 | 2026-05-15
1071235 | Alaris Medical Systems | INFUSION PUMPS | INFUSION PUMPS, GENERAL PURPOSE | Active | MSH | MSH | 12N | Central Dispatch | 12 North | Alaris Medical Systems | 8100 - LVP Module | 16321748 | 2024-05-15 | 1200 | 2026-05-15
1071236 | Alaris Medical Systems | INFUSION PUMPS | INFUSION PUMPS, GENERAL PURPOSE | Active | MSH | MSH | 12N | Central Dispatch | 12 North | Alaris Medical Systems | 8100 - LVP Module | 16321952 | 2024-05-15 | 1200 | 2026-05-15
1071237 | Alaris Medical Systems | INFUSION PUMPS | INFUSION PUMPS, GENERAL PURPOSE | Active | MSH | MSH | 12N | Central Dispatch | 12 North | Alaris Medical Systems | 8100 - LVP Module | 16322311 | 2024-05-15 | 1200 | 2026-05-15
1071238 | Alaris Medical Systems | INFUSION PUMPS | INFUSION PUMPS, GENERAL PURPOSE | Active | MSH | MSH | 12N | Central Dispatch | 12 North | Alaris Medical Systems | 8100 - LVP Module | 16321864 | 2024-05-15 | 1200 | 2026-05-15
1071239 | Alaris Medical Systems | INFUSION PUMPS | INFUSION PUMPS, GENERAL PURPOSE | Active | MSH | MSH | 12N | Central Dispatch | 12 North | Alaris Medical Systems | 8100 - LVP Module | 16322491 | 2024-05-15 | 1200 | 2026-05-15
1071241 | COMPRESSION UNITS-SEQUENTIAL DVT PUMP | COMPRESSION UNITS | COMPRESSION UNITS | Active | MSH | MSH | 5 | ICU | ICU | MEDLINE INDUSTRIES INC | HEMO-FORCE SQ - MDS600SQ2 | C920014437 | 2024-05-15 |  |  | Class II device. No GR and there is no LC
1071242 | COMPRESSION UNITS-SEQUENTIAL DVT PUMP | COMPRESSION UNITS | COMPRESSION UNITS | Active | MSH | MSH | 5 | ICU | ICU | MEDLINE INDUSTRIES INC | HEMO-FORCE SQ - MDS600SQ2 | C920014451 | 2024-05-15 |  |  | Class II device. No GR and there is no LC
1071243 | COMPRESSION UNITS-SEQUENTIAL DVT PUMP | COMPRESSION UNITS | COMPRESSION UNITS | Active | MSH | MSH | 5 | ICU | ICU | MEDLINE INDUSTRIES INC | HEMO-FORCE SQ - MDS600SQ2 | C920014442 | 2024-05-15 |  |  | Class II device. No GR and there is no LC
1071244 | COMPRESSION UNITS-SEQUENTIAL DVT PUMP | COMPRESSION UNITS | COMPRESSION UNITS | Active | MSH | MSH | 5 | ICU | ICU | MEDLINE INDUSTRIES INC | HEMO-FORCE SQ - MDS600SQ2 | C920014022 | 2024-05-14 |  |  | Class II device. No GR and there is no LC
1071245 | COMPRESSION UNITS-SEQUENTIAL DVT PUMP | COMPRESSION UNITS | COMPRESSION UNITS | Active | MSH | MSH | 5 | ICU | ICU | MEDLINE INDUSTRIES INC | HEMO-FORCE SQ - MDS600SQ2 | C920014361 | 2024-05-14 |  |  | Class II device. No GR and there is no LC
1071246 | COMPRESSION UNITS-SEQUENTIAL DVT PUMP | COMPRESSION UNITS | COMPRESSION UNITS | Active | MSH | MSH | 5 | ICU | ICU | MEDLINE INDUSTRIES INC | HEMO-FORCE SQ - MDS600SQ2 | C920013333 | 2024-05-14 |  |  | Class II device. No GR and there is no LC
1071248 | Detectors, Blood Flow, Ultrasonic | SH Detectors | Detectors, Blood Flow, Ultrasonic | Active | MSH | MSH | 12N | Nursing 12N Medicine | 12 North | WALLACH SURGICAL DEVICES INC | L250 | 2023080016 | 2022-08-12 |  | 2026-05-16 | Vendor is Stat Medical 866.783.4076 On mobile roll stand 8 MHz probe SN: 2022060191
1071255 | Pumps, Enteral Feeding | Pumps | Pumps, Enteral Feeding | Active | MSH | MSH | 12N | Nursing 12N Medicine | 12th Floor - North Side | Covidien | Kangaroo ePump | C20321644 | 2024-05-16 | 2001
1071256 | Pumps, Enteral Feeding | Pumps | Pumps, Enteral Feeding | Active | MSH | MSH | 12N | Nursing 12N Medicine | 12th Floor - North Side | Covidien | Kangaroo ePump | C20321752 | 2024-05-16 | 2001
1071257 | Pumps, Enteral Feeding | Pumps | Pumps, Enteral Feeding | Active | MSH | MSH | 12N | Nursing 12N Medicine | 12th Floor - North Side | Covidien | Kangaroo ePump | C20321682 | 2024-05-16 | 2001
1071260 | Pumps, Enteral Feeding | Pumps | Pumps, Enteral Feeding | Active | MSH | MSH | 12N | Nursing 12N Medicine | 12th Floor - North Side | Covidien | Kangaroo ePump | C20321776 | 2024-05-16 | 2001
1071264 | Defibrillators, External, Automated | Defibrillators | Defibrillators, External, Automated | Active | MSH | MSH | 12N | Nursing 12N Medicine | 12 N | ZOLL Canada | AED-3 | AX24C267735 | 2024-05-16 |  | 2030-05-16 | Warranty extended additional 2 years from registration
1071265 | COMPRESSION UNITS-SEQUENTIAL DVT PUMP | COMPRESSION UNITS | COMPRESSION UNITS | Active | MSH | MSH | 15U | Obstetrical Suite (L&D) | L&D | MEDLINE INDUSTRIES INC | HEMO-FORCE SQ - MDS600SQ2 | C920013281 | 2024-05-17 |  |  | Class II device. No GR and there is no LC
1071266 | COMPRESSION UNITS-SEQUENTIAL DVT PUMP | COMPRESSION UNITS | COMPRESSION UNITS | Active | MSH | MSH | 15U | Obstetrical Suite (L&D) | L&D | MEDLINE INDUSTRIES INC | HEMO-FORCE SQ - MDS600SQ2 | C920013357 | 2024-05-17 |  |  | Class II device. No GR and there is no LC
1071267 | COMPRESSION UNITS-SEQUENTIAL DVT PUMP | COMPRESSION UNITS | COMPRESSION UNITS | Active | MSH | MSH | 15U | Obstetrical Suite (L&D) | L&D | MEDLINE INDUSTRIES INC | HEMO-FORCE SQ - MDS600SQ2 | C920013304 | 2024-05-17 |  |  | Class II device. No GR and there is no LC
1071268 | COMPRESSION UNITS-SEQUENTIAL DVT PUMP | COMPRESSION UNITS | COMPRESSION UNITS | Active | MSH | MSH | 15U | Obstetrical Suite (L&D) | L&D | MEDLINE INDUSTRIES INC | HEMO-FORCE SQ - MDS600SQ2 | C920013440 | 2024-05-17 |  |  | Class II device. No GR and there is no LC
1071269 | COMPRESSION UNITS-SEQUENTIAL DVT PUMP | COMPRESSION UNITS | COMPRESSION UNITS | Active | MSH | MSH | 15U | Obstetrical Suite (L&D) | L&D | MEDLINE INDUSTRIES INC | HEMO-FORCE SQ - MDS600SQ2 | C920013413 | 2024-05-17 |  |  | Class II device. No GR and there is no LC
1071270 | COMPRESSION UNITS-SEQUENTIAL DVT PUMP | COMPRESSION UNITS | COMPRESSION UNITS | Active | MSH | MSH | 15U | Obstetrical Suite (L&D) | L&D | MEDLINE INDUSTRIES INC | HEMO-FORCE SQ - MDS600SQ2 | C920013484 | 2024-05-17 |  |  | Class II device. No GR and there is no LC
1071272 | COMPRESSION UNITS-SEQUENTIAL DVT PUMP | COMPRESSION UNITS | COMPRESSION UNITS | Active | MSH | MSH | 10N | Nursing 10N Geriatrics | 10th Floor - North Side | MEDLINE INDUSTRIES INC | HEMO-FORCE SQ - MDS600SQ2 | C920013344 | 2024-05-17 |  |  | Class II device. No GR and there is no LC
1071273 | COMPRESSION UNITS-SEQUENTIAL DVT PUMP | COMPRESSION UNITS | COMPRESSION UNITS | Active | MSH | MSH | 10S | Nursing 10S Geriatrics | 10th Floor - South Side | MEDLINE INDUSTRIES INC | HEMO-FORCE SQ - MDS600SQ2 | C920013214 | 2024-05-17 |  |  | Class II device. No GR and there is no LC
1071295 | Med Surg Bed | Beds | Beds, Electric | Active | MSH | MSH | 12N | Biomedical Engineering | 12 North - Room 22 | STRYKER CORP | Procuity LEX | 2303000514 | 2024-05-22 | 2001
1071301 | Med Surg Bed | Beds | Beds, Electric | Active | MSH | MSH | 12N | Biomedical Engineering | 12N - Room 27B | STRYKER CORP | Procuity LEX | 2303000520 | 2024-05-22 | 2001
1071302 | Med Surg Bed | Beds | Beds, Electric | Active | MSH | MSH | 12N | Biomedical Engineering | 12N - Room 27A | STRYKER CORP | Procuity LEX | 2303000515 | 2024-05-22 | 2001
1071303 | Med Surg Bed | Beds | Beds, Electric | Active | MSH | MSH | 12N | Biomedical Engineering | 12 North - Room 28B | STRYKER CORP | Procuity LEX | 2303000519 | 2024-05-22 | 2001
1071304 | Med Surg Bed | Beds | Beds, Electric | Active | MSH | MSH | 12N | Biomedical Engineering | 12 North - Room 30 | STRYKER CORP | Procuity LEX | 2303000526 | 2024-05-22 | 2001
1071305 | Med Surg Bed | Beds | Beds, Electric | Active | MSH | MSH | 12N | Biomedical Engineering | 12 North - Room 29 | STRYKER CORP | Procuity LEX | 2303000523 | 2024-05-22 | 2001
1071306 | Med Surg Bed | Beds | Beds, Electric | Active | MSH | MSH | 12N | Biomedical Engineering | 12 North - Room 35 | STRYKER CORP | Procuity LEX | 2303000524 | 2024-05-22 | 2001
1071307 | Med Surg Bed | Beds | Beds, Electric | Active | MSH | MSH | 12N | Biomedical Engineering | 12 North - Room 26 A | STRYKER CORP | Procuity LEX | 2303000522 | 2024-05-21 | 2001
1071309 | Med Surg Bed | Beds | Beds, Electric | Active | MSH | MSH | 12N | Biomedical Engineering | 12 North - Room 28 A | STRYKER CORP | Procuity LEX | 2303000513 | 2024-05-23 | 2001
1071310 | Med Surg Bed | Beds | Beds, Electric | Active | MSH | MSH | 12N | Biomedical Engineering | 12 North - Room 26 | STRYKER CORP | Procuity LEX | 2303000518 | 2024-05-23 | 2001
1071311 | Med Surg Bed | Beds | Beds, Electric | Active | MSH | MSH | 12N | Biomedical Engineering | 12 North - Room 23 | STRYKER CORP | Procuity LEX | 2303000516 | 2024-05-23 | 2001
1071312 | Med Surg Bed | Beds | Beds, Electric | Active | MSH | MSH | 12N | Biomedical Engineering | 12 North - Room 28A | STRYKER CORP | Procuity LEX | 2303000511 | 2024-05-23 | 2001
1071313 | Med Surg Bed | Beds | Beds, Electric | Active | MSH | MSH | 12N | Biomedical Engineering | 12N - Room 26 A | STRYKER CORP | Procuity LEX | 2303000525 | 2024-05-23 | 2001
1071314 | Med Surg Bed | Beds | Beds, Electric | Active | MSH | MSH | 12N | Biomedical Engineering | 12 North - Room 20 | STRYKER CORP | Procuity LEX | 2303000517 | 2024-05-23 | 2001
1071315 | Med Surg Bed | Beds | Beds, Electric | Active | MSH | MSH | 12N | Biomedical Engineering | 12 North - Room 34 | STRYKER CORP | Procuity LEX | 2303000521 | 2024-05-23 | 2001
1071316 | Med Surg Bed | Beds | Beds, Electric | Active | MSH | MSH | 12N | Biomedical Engineering | 12 North - Room 20 | STRYKER CORP | Procuity LEX | 2303000512 | 2024-05-23 | 2001
1071336 | Pumps, Insufflating | Pumps | Pumps, Insufflating | Active | MSH | MSH | 12N | Biomedical Engineering | 12 North | STRYKER CORP | IsoTour Pump | 2022017404226 | 2024-05-24
1071337 | Pumps, Insufflating | Pumps | Pumps, Insufflating | Active | MSH | MSH | 12N | Biomedical Engineering | 12 North | STRYKER CORP | IsoTour Pump | 2022017404227 | 2024-05-24
1071338 | Pumps, Insufflating | Pumps | Pumps, Insufflating | Active | MSH | MSH | 12N | Biomedical Engineering | 12 North | STRYKER CORP | IsoTour Pump | 2022017404230 | 2024-05-24
1071339 | Pumps, Insufflating | Pumps | Pumps, Insufflating | Active | MSH | MSH | 12N | Biomedical Engineering | 12 North | STRYKER CORP | IsoTour Pump | 2022017404243 | 2024-05-24
1071340 | Pumps, Insufflating | Pumps | Pumps, Insufflating | Active | MSH | MSH | 12N | Biomedical Engineering | 12 North | STRYKER CORP | IsoTour Pump | 2022017404262 | 2024-05-24
1071341 | Pumps, Insufflating | Pumps | Pumps, Insufflating | Active | MSH | MSH | 12N | Biomedical Engineering | 12 North | STRYKER CORP | IsoTour Pump | 2022017404263 | 2024-05-24
1071342 | Pumps, Insufflating | Pumps | Pumps, Insufflating | Active | MSH | MSH | 12N | Biomedical Engineering | 12 North | STRYKER CORP | IsoTour Pump | 2022017404267 | 2024-05-24
1071343 | Pumps, Insufflating | Pumps | Pumps, Insufflating | Active | MSH | MSH | 12N | Biomedical Engineering | 12 North | STRYKER CORP | IsoTour Pump | 2022017404271 | 2024-05-24
1071344 | Pumps, Insufflating | Pumps | Pumps, Insufflating | Active | MSH | MSH | 12N | Biomedical Engineering | 12 North | STRYKER CORP | IsoTour Pump | 2022017404272 | 2024-05-24
1071345 | Pumps, Insufflating | Pumps | Pumps, Insufflating | Active | MSH | MSH | 12N | Biomedical Engineering | 12 North | STRYKER CORP | IsoTour Pump | 2022017404274 | 2024-05-24
1071346 | Pumps, Insufflating | Pumps | Pumps, Insufflating | Active | MSH | MSH | 12N | Biomedical Engineering | 12 North | STRYKER CORP | IsoTour Pump | 2022017404278 | 2024-05-24
1071347 | Pumps, Insufflating | Pumps | Pumps, Insufflating | Active | MSH | MSH | 12N | Biomedical Engineering | 12 North | STRYKER CORP | IsoTour Pump | 2022017404603 | 2024-05-24
1071348 | Pumps, Insufflating | Pumps | Pumps, Insufflating | Active | MSH | MSH | 12N | Biomedical Engineering | 12 North | STRYKER CORP | IsoTour Pump | 2022017404604 | 2024-05-24
1071349 | Pumps, Insufflating | Pumps | Pumps, Insufflating | Active | MSH | MSH | 12N | Biomedical Engineering | 12 North | STRYKER CORP | IsoTour Pump | 2022017404609 | 2024-05-24
1071378 | Phototherapy Units, Visible Light, Hyperbilirubinemia | Phototherapy Units | Phototherapy Units, Visible Light, Hyperbilirubinemia | Active | MSH | MSH | 17U | NICU | NICU | GE Healthcare | Giraffe Blue Spot PT Lite | QAAB61711 | 2024-05-29
1071379 | Phototherapy Units, Visible Light, Hyperbilirubinemia | Phototherapy Units | Phototherapy Units, Visible Light, Hyperbilirubinemia | Active | MSH | MSH | 17U | NICU | NICU | GE Healthcare | Giraffe Blue Spot PT Lite | QAAB61712 | 2024-05-29
1071380 | Phototherapy Units, Visible Light, Hyperbilirubinemia | Phototherapy Units | Phototherapy Units, Visible Light, Hyperbilirubinemia | Active | MSH | MSH | 17U | NICU | NICU | GE Healthcare | Giraffe Blue Spot PT Lite | QAAB61713 | 2024-05-29
1071381 | Phototherapy Units, Visible Light, Hyperbilirubinemia | Phototherapy Units | Phototherapy Units, Visible Light, Hyperbilirubinemia | Active | MSH | MSH | 17U | NICU | NICU | GE Healthcare | Giraffe Blue Spot PT Lite | QAAB61720 | 2024-05-29
1071382 | Phototherapy Units, Visible Light, Hyperbilirubinemia | Phototherapy Units | Phototherapy Units, Visible Light, Hyperbilirubinemia | Active | MSH | MSH | 17U | NICU | NICU | GE Healthcare | Giraffe Blue Spot PT Lite | QAAD60344 | 2024-05-29
1071383 | Phototherapy Units, Visible Light, Hyperbilirubinemia | Phototherapy Units | Phototherapy Units, Visible Light, Hyperbilirubinemia | Active | MSH | MSH | 17U | NICU | NICU | GE Healthcare | Giraffe Blue Spot PT Lite | QAAD60346 | 2024-05-29
1071384 | Phototherapy Units, Visible Light, Hyperbilirubinemia | Phototherapy Units | Phototherapy Units, Visible Light, Hyperbilirubinemia | Active | MSH | MSH | 17U | NICU | NICU | GE Healthcare | Giraffe Blue Spot PT Lite | QAAD60347 | 2024-05-29
1071385 | Phototherapy Units, Visible Light, Hyperbilirubinemia | Phototherapy Units | Phototherapy Units, Visible Light, Hyperbilirubinemia | Active | MSH | MSH | 17U | NICU | NICU | GE Healthcare | Giraffe Blue Spot PT Lite | QAAD60355 | 2024-05-29
1071386 | Phototherapy Units, Visible Light, Hyperbilirubinemia | Phototherapy Units | Phototherapy Units, Visible Light, Hyperbilirubinemia | Active | MSH | MSH | 17U | NICU | NICU | GE Healthcare | Giraffe Blue Spot PT Lite | QAAD60356 | 2024-05-29
1071387 | Phototherapy Units, Visible Light, Hyperbilirubinemia | Phototherapy Units | Phototherapy Units, Visible Light, Hyperbilirubinemia | Active | MSH | MSH | 17U | NICU | NICU | GE Healthcare | Giraffe Blue Spot PT Lite | QAAD60357 | 2024-05-29
1071388 | Phototherapy Units, Visible Light, Hyperbilirubinemia | Phototherapy Units | Phototherapy Units, Visible Light, Hyperbilirubinemia | Active | MSH | MSH | 17U | NICU | NICU | GE Healthcare | Giraffe Blue Spot PT Lite | QAAD60358 | 2024-05-29
1071389 | Phototherapy Units, Visible Light, Hyperbilirubinemia | Phototherapy Units | Phototherapy Units, Visible Light, Hyperbilirubinemia | Active | MSH | MSH | 17U | NICU | NICU | GE Healthcare | Giraffe Blue Spot PT Lite | QAAD60359 | 2024-05-29
1071390 | Phototherapy Units, Visible Light, Hyperbilirubinemia | Phototherapy Units | Phototherapy Units, Visible Light, Hyperbilirubinemia | Active | MSH | MSH | 17U | NICU | NICU | GE Healthcare | Giraffe Blue Spot PT Lite | QAAD60360 | 2024-05-29
1071391 | Phototherapy Units, Visible Light, Hyperbilirubinemia | Phototherapy Units | Phototherapy Units, Visible Light, Hyperbilirubinemia | Active | MSH | MSH | 17U | NICU | NICU | GE Healthcare | Giraffe Blue Spot PT Lite | QAAD60361 | 2024-05-29
1071392 | Phototherapy Units, Visible Light, Hyperbilirubinemia | Phototherapy Units | Phototherapy Units, Visible Light, Hyperbilirubinemia | Active | MSH | MSH | 17U | NICU | NICU | GE Healthcare | Giraffe Blue Spot PT Lite | QAAD60362 | 2024-05-29
1071393 | Phototherapy Units, Visible Light, Hyperbilirubinemia | Phototherapy Units | Phototherapy Units, Visible Light, Hyperbilirubinemia | Active | MSH | MSH | 17U | NICU | NICU | GE Healthcare | Giraffe Blue Spot PT Lite | QAAD60363 | 2024-05-29
1071395 | Phototherapy Units, Visible Light, Hyperbilirubinemia | Phototherapy Units | Phototherapy Units, Visible Light, Hyperbilirubinemia | Active | MSH | MSH | 17U | NICU | NICU | GE Healthcare | Giraffe Blue Spot PT Lite | QAAD60354 | 2024-05-29
1071396 | Incubators, Infant, Mobile | Incubators | Incubators, Infant, Mobile | Active | MSH | MSH | 17U | NICU | NICU | GE Healthcare | Giraffe | TA24150025SA | 2024-05-29 | 25466.4004 | 2025-05-29
1071397 | Phototherapy Units, Visible Light, Hyperbilirubinemia | Phototherapy Units | Phototherapy Units, Visible Light, Hyperbilirubinemia | Active | MSH | MSH | 17U | NICU | NICU | GE Healthcare | Giraffe Blue Spot PT Lite | QAAD60349 | 2024-05-29
1071398 | Incubators, Infant, Mobile | Incubators | Incubators, Infant, Mobile | Active | MSH | MSH | 17U | NICU | NICU | GE Healthcare | Giraffe | TAA24150028SA | 2024-05-29 | 25466.4004 | 2025-05-29
1071399 | Incubators, Infant, Mobile | Incubators | Incubators, Infant, Mobile | Active | MSH | MSH | 17U | NICU | NICU | GE Healthcare | Giraffe | TAA24150023SA | 2024-05-29 | 25466.4004 | 2025-05-29
1071400 | Incubators, Infant, Mobile | Incubators | Incubators, Infant, Mobile | Active | MSH | MSH | 17U | NICU | NICU | GE Healthcare | Giraffe | TAA24150022SA | 2024-05-29 | 25466.4004 | 2025-05-29
1071401 | Incubators, Infant, Mobile | Incubators | Incubators, Infant, Mobile | Active | MSH | MSH | 17U | NICU | NICU | GE Healthcare | Giraffe | TAA24150029SA | 2024-05-29 | 25466.4004 | 2025-05-29
1071402 | Incubators, Infant, Mobile | Incubators | Incubators, Infant, Mobile | Active | MSH | MSH | 16M | Mother & Baby | Mother & Baby | GE Healthcare | Giraffe | TAA24150026SA | 2024-05-29 | 25466.4004 | 2025-05-29
1071403 | Phototherapy Units, Visible Light, Hyperbilirubinemia | Phototherapy Units | Phototherapy Units, Visible Light, Hyperbilirubinemia | Active | MSH | MSH | 17U | NICU | NICU | GE Healthcare | Giraffe Blue Spot PT Lite | QAAD60351 | 2024-05-29
1071404 | Phototherapy Units, Visible Light, Hyperbilirubinemia | Phototherapy Units | Phototherapy Units, Visible Light, Hyperbilirubinemia | Active | MSH | MSH | 17U | NICU | NICU | GE Healthcare | Giraffe Blue Spot PT Lite | QAAD60352 | 2024-05-29
1071405 | Incubators, Infant, Mobile | Incubators | Incubators, Infant, Mobile | Active | MSH | MSH | 16M | Mother & Baby | Mother & Baby | GE Healthcare | Giraffe | TAA24150027SA | 2024-05-29 | 25466.4004 | 2025-05-29
1071406 | Phototherapy Units, Visible Light, Hyperbilirubinemia | Phototherapy Units | Phototherapy Units, Visible Light, Hyperbilirubinemia | Active | MSH | MSH | 16M | Mother & Baby | Mother & Baby | GE Healthcare | Giraffe Blue Spot PT Lite | QAAD60348 | 2024-05-29
1071407 | Incubators, Infant, Mobile | Incubators | Incubators, Infant, Mobile | Active | MSH | MSH | 16M | Mother & Baby | Mother & Baby | GE Healthcare | Giraffe | TAA24150024SA | 2024-05-29 | 25466.4004 | 2025-05-29
1071408 | Phototherapy Units, Visible Light, Hyperbilirubinemia | Phototherapy Units | Phototherapy Units, Visible Light, Hyperbilirubinemia | Active | MSH | MSH | 16M | Mother & Baby | Mother & Baby | GE Healthcare | Giraffe Blue Spot PT Lite | QAAD60350 | 2024-05-29
1071409 | Phototherapy Units, Visible Light, Hyperbilirubinemia | Phototherapy Units | Phototherapy Units, Visible Light, Hyperbilirubinemia | Active | MSH | MSH | 17U | NICU | NICU | GE Healthcare | Giraffe Blue Spot PT Lite | QAAD60353 | 2024-05-29
1071410 | Phototherapy Units, Visible Light, Hyperbilirubinemia | Phototherapy Units | Phototherapy Units, Visible Light, Hyperbilirubinemia | Active | MSH | MSH | 17U | NICU | NICU | GE Healthcare | Giraffe Blue Spot PT Lite | QAAD60345 | 2024-05-29
1071432 | Warming Units, Patient, Forced-Air | Warming Units | Warming Units, Patient, Forced-Air | Active | MSH | MSH | 7 | SURGICAL SUITE (COMBINED WITH CYSTO) | OR | STRYKER CORP | MA1200-PM | 230756169 | 2024-05-30 |  |  | Unit replaced the old model with filter issue. Sales rep delivered the unit and rolling stand under no PO.
1071464 | Transducer, Fetal Monitoring | Transducer | Transducer, Fetal Monitoring | Active | MSH | MSH | 15U | Obstetrical Suite (L&D) | 15th Floor - University Side | Philips Healthcare | 866076 | DE45002021 | 2017-04-12
1071465 | Transducer, Fetal Monitoring | Transducer | Transducer, Fetal Monitoring | Active | MSH | MSH | 15U | Obstetrical Suite (L&D) | 15th Floor - University Side | Philips Healthcare | 866076 | DE45001894 | 2017-04-12
1071467 | Transducer, Fetal Monitoring | Transducer | Transducer, Fetal Monitoring | Active | MSH | MSH | 15U | Obstetrical Suite (L&D) | 15th Floor - University Side | Philips Healthcare | 866076 | DE45001599 | 2017-04-12
1071477 | Transducer, Fetal Monitoring | Transducer | Transducer, Fetal Monitoring | Active | MSH | MSH | 15U | Obstetrical Suite (L&D) | 15th Floor - University Side | Philips Healthcare | 866076 | DE45002116 | 2017-04-12
1071478 | Transducer, Fetal Monitoring | Transducer | Transducer, Fetal Monitoring | Active | MSH | MSH | 15U | Obstetrical Suite (L&D) | 15th Floor - University Side | Philips Healthcare | 866076 | DE45002089 | 2017-04-12
1071479 | Transducer, Fetal Monitoring | Transducer | Transducer, Fetal Monitoring | Active | MSH | MSH | 15U | Obstetrical Suite (L&D) | 15th Floor - University Side | Philips Healthcare | 866076 | DE45001968 | 2017-04-12
1071481 | Transducer, Fetal Monitoring | Transducer | Transducer, Fetal Monitoring | Active | MSH | MSH | 15U | Obstetrical Suite (L&D) | 15th Floor - University Side | Philips Healthcare | 866076 | DE45002026 | 2017-04-12
1071482 | Transducer, Fetal Monitoring | Transducer | Transducer, Fetal Monitoring | Active | MSH | MSH | 15U | Obstetrical Suite (L&D) | 15th Floor - University Side | Philips Healthcare | 866076 | DE45004485 | 2017-04-12
1071483 | Transducer, Fetal Monitoring | Transducer | Transducer, Fetal Monitoring | Active | MSH | MSH | 15U | Obstetrical Suite (L&D) | 15th Floor - University Side | Philips Healthcare | 866076 | DE45002071 | 2017-04-12
1071484 | Transducer, Fetal Monitoring | Transducer | Transducer, Fetal Monitoring | Active | MSH | MSH | 15U | Obstetrical Suite (L&D) | 15th Floor - University Side | Philips Healthcare | 866076 | DE45002025 | 2017-04-12
1071504 | BLOOD FLOW DETECTORS, ULTRASONIC | BLOOD FLOW DETECTORS | BLOOD FLOW DETECTORS, ULTRASONIC | Active | MSH | MSH | 15M | Nursing 15 Murray/Antenatal | Antenatal | NICOLET BIOMEDICAL INSTRUMENTS | Elite 200 | ECO1497 | 2014-08-05 | 750 | 2014-08-05 | Unit comes with 2MHz OB probe, s/n CHO 0240
1071516 | Printers, Video | PRINTERS | Printers, Video | Active | MSH | IVF-Dundas | 7 | IVF Clinic | 7th Floor | SONY MEDICAL ELECTRONICS DIV | UP-25MD | 726715 | 2024-06-17
1071527 | Ultrasound | Scanning Systems | Scanning Systems, Ultrasonic | Active | MSH | MSH | 5 | JDMI - Ultrasound | US | Canon | TUS-A500 - Aplio 500 | W1E13X4656 | 2012-10-23 | 0 |  | eIVF AE: PHWY9 MIRZA PROVIDED STATIC IP 172.20.158.5
1071529 | Stretchers | Stretchers | Stretchers | Active | MSH | MSH | 4 | Preadmission Clinic | 4 | STRYKER CORP | 1115000030 | 0062000002494 | 2024-06-19 |  | 2025-06-19
1071530 | Stretchers | Stretchers | Stretchers | Active | MSH | MSH | 4 | Preadmission Clinic | 4 | STRYKER CORP | 1115000030 | 0062000002495 | 2024-06-19 |  | 2025-06-19
1071531 | Stretchers | Stretchers | Stretchers | Active | MSH | MSH | 4 | Preadmission Clinic | 4 | STRYKER CORP | 1115000030 | 0062000002496 | 2024-06-19 |  | 2025-06-19
1071532 | Stretchers | Stretchers | Stretchers | Active | MSH | MSH | 4 | Preadmission Clinic | 4 | STRYKER CORP | 1115000030 | 0062000002497 | 2024-06-19 |  | 2025-06-19
1071571 | Monitors, Physiologic, Multipurpose, Bedside | Monitors, Physiologic | Monitors, Physiologic, Multipurpose, Bedside | Active | MSH | MSH | 3 | Emergency | Emergency | Philips Healthcare | 866064 - MX500 | DE7580A88B | 2024-06-27 |  | 2025-06-27
1071572 | Monitors, Physiologic, Multipurpose, Bedside | Monitors, Physiologic | Monitors, Physiologic, Multipurpose, Bedside | Active | MSH | MSH | 3 | Emergency | Emergency | Philips Healthcare | 866064 - MX500 | DE7580A88D | 2024-06-27 |  | 2025-06-27
1071573 | Stretchers | Stretchers | Stretchers | Active | MSH | MSH | 1 | Central Dispatch | Support Services | STRYKER CORP | 1115000026 | 0066000002805 | 2024-06-27 |  | 2025-10-13
1071574 | Stretchers | Stretchers | Stretchers | Active | MSH | MSH | 1 | Central Dispatch | Support Services | STRYKER CORP | 1115000030 | 0067000011480 | 2024-06-27 |  | 2025-10-13
1071575 | Stretchers | Stretchers | Stretchers | Active | MSH | MSH | 1 | Central Dispatch | Support Services | STRYKER CORP | 1115000030 | 0067000011479 | 2024-06-27 |  | 2025-10-13
1071576 | Stretchers | Stretchers | Stretchers | Active | MSH | MSH | 1 | Central Dispatch | Support Services | STRYKER CORP | 1115000026 | 0066000002804 | 2024-06-27 |  | 2025-10-13
1071578 | Stretchers | Stretchers | Stretchers | Active | MSH | MSH | 3 | Emergency | 3rd (Main) Floor | STRYKER CORP | 1115000026 | 2022006600152 | 2021-01-11 |  | 2022-01-11
1071579 | Stretchers | Stretchers | Stretchers | Active | MSH | MSH | 3 | Emergency | 3rd (Main) Floor | STRYKER CORP | 1115000026 | 2022006600140 | 2021-01-11 |  | 2022-01-11
1071580 | Stretchers | Stretchers | Stretchers | Active | MSH | MSH | 3 | Emergency | 3rd (Main) Floor | STRYKER CORP | 1115000026 | 2022006600157 | 2021-01-11 |  | 2022-01-11
1071581 | Stretchers | Stretchers | Stretchers | Active | MSH | MSH | 3 | Emergency | 3rd (Main) Floor | STRYKER CORP | 1115000026 | 2022006600151 | 2021-01-11 |  | 2022-01-11
1071582 | Stretchers | Stretchers | Stretchers | Active | MSH | MSH | 3 | Emergency | 3rd (Main) Floor | STRYKER CORP | 1115000026 | 2022006600143 | 2021-01-11 |  | 2022-01-11
1071583 | Stretchers | Stretchers | Stretchers | Active | MSH | MSH | 3 | Emergency | 3rd (Main) Floor | STRYKER CORP | 1115000026 | 2022006600154 | 2021-01-11 |  | 2022-01-11
1071584 | Laryngoscopes, Flexible, Video | SH Laryngoscopes | Laryngoscopes, Flexible, Video | Active | MSH | MSH | 15U | Resp Therapy (Anesthesia) | L&D OR | KARL STORZ Endoscopy Canada Ltd | C-MAC 8404ZX | XM9438 | 2024-07-02 |  | 2025-07-02 | C-mac Intubation System with platform cart with 6 drawers Total price $13,366. Attached POs
1071585 | Laryngoscopes, Flexible, Video | SH Laryngoscopes | Laryngoscopes, Flexible, Video | Active | MSH | MSH | 15U | Resp Therapy (Anesthesia) | L&D OR | KARL STORZ Endoscopy Canada Ltd | C-MAC 8404ZX | YM9549 | 2024-07-02 |  | 2025-07-02 | C-mac Intubation System with platform cart with 6 drawers Total price $13,366. Attached POs
1071586 | Stretchers | Stretchers | Stretchers | Active | MSH | MSH | 3 | Emergency | 3rd (Main) Floor | STRYKER CORP | 1115000026 | 2022006600136 | 2021-01-11 |  | 2022-01-11
1071587 | Stretchers | Stretchers | Stretchers | Active | MSH | MSH | 3 | Emergency | 3rd (Main) Floor | STRYKER CORP | 1115000026 | 2022006600147 | 2021-01-11 |  | 2022-01-11
1071588 | Ophthalmoscope/Otoscopes | Ophthalmoscope/Otoscopes | Ophthalmoscope/Otoscopes | Active | MSH | MSH | 3 | Emergency | Emergency | Amico | DS-UDM-2 | DS15906EK | 2023-09-14 |  | 2030-09-14 | Warranty 7 years for diagnostic station, 3 years for instrument heads
1071589 | Ophthalmoscope/Otoscopes | Ophthalmoscope/Otoscopes | Ophthalmoscope/Otoscopes | Active | MSH | MSH | 3 | Emergency | Emergency | Amico | DS-UDM-2 | DS15902EK | 2023-09-14 |  | 2030-09-14 | Warranty 7 years for diagnostic station, 3 years for instrument heads
1071590 | Ophthalmoscope/Otoscopes | Ophthalmoscope/Otoscopes | Ophthalmoscope/Otoscopes | Active | MSH | MSH | 3 | Emergency | Emergency | Amico | DS-UDM-2 | DS15927EK | 2023-09-14 |  | 2030-09-14 | Warranty 7 years for diagnostic station, 3 years for instrument heads
1071591 | Ophthalmoscope/Otoscopes | Ophthalmoscope/Otoscopes | Ophthalmoscope/Otoscopes | Active | MSH | MSH | 3 | Emergency | Emergency | Amico | DS-UDM-2 | DS15920EK | 2023-09-14 |  | 2030-09-14 | Warranty 7 years for diagnostic station, 3 years for instrument heads
1071592 | Ophthalmoscope/Otoscopes | Ophthalmoscope/Otoscopes | Ophthalmoscope/Otoscopes | Active | MSH | MSH | 3 | Emergency | Emergency | Amico | DS-UDM-2 | DS15922EK | 2023-09-14 |  | 2030-09-14 | Warranty 7 years for diagnostic station, 3 years for instrument heads
1071593 | Ophthalmoscope/Otoscopes | Ophthalmoscope/Otoscopes | Ophthalmoscope/Otoscopes | Active | MSH | MSH | 3 | Emergency | Emergency | Amico | DS-UDM-2 | DS15945EK | 2023-09-14 |  | 2030-09-14 | Warranty 7 years for diagnostic station, 3 years for instrument heads
1071594 | Ophthalmoscope/Otoscopes | Ophthalmoscope/Otoscopes | Ophthalmoscope/Otoscopes | Active | MSH | MSH | 3 | Emergency | Emergency | Amico | DS-UDM-2 | DS15904EK | 2023-09-14 |  | 2030-09-14 | Warranty 7 years for diagnostic station, 3 years for instrument heads
1071601 | Lights, Examination, Ceiling-Mounted | Lights | Lights, Examination, Ceiling-Mounted | Active | MSH | MSH | 3 | Emergency | Emergency | MAQUET SAS A Getinge Group Co | Lucea50-LCA50 | 501642 | 2024-07-01 |  |  | Head arm SN - 511289
1071602 | Lights, Examination, Ceiling-Mounted | Lights | Lights, Examination, Ceiling-Mounted | Active | MSH | MSH | 3 | Emergency | Emergency | MAQUET SAS A Getinge Group Co | Lucea50-LCA50 | 502099 | 2024-07-01 |  |  | Head arm SN - 512494
1071620 | Transducer, Fetal Monitoring | Transducer | Transducer, Fetal Monitoring | Active | MSH | MSH | 15M | Nursing 15 Murray/Antenatal | Antenatal | Philips Healthcare | M2736A | DE43389270 | 2014-10-14
1071645 | Stretchers | Stretchers | Stretchers | Active | MSH | MSH | 1 | Central Dispatch | Support Services | STRYKER CORP | 1125000030 | 0072000000918 | 2024-07-09 |  | 2024-10-20
1071650 | Thermometers, Electronic | Thermometers | Thermometers, Electronic | Active | MSH | MSH | 3 | Emergency | Emergency | Welch Allyn | 692-Sure Temp Plus | 20334776 | 2020-03-19 |  | 2022-03-19
1071651 | Thermometers, Electronic | Thermometers | Thermometers, Electronic | Active | MSH | MSH | 3 | Emergency | Emergency | Welch Allyn | 692-Sure Temp Plus | 20322973 | 2020-03-19 |  | 2022-03-19
1071652 | Thermometers, Electronic | Thermometers | Thermometers, Electronic | Active | MSH | MSH | 3 | Emergency | Emergency | Welch Allyn | 692-Sure Temp Plus | 20322940 | 2020-03-19 |  | 2022-03-19
1071653 | Thermometers, Electronic | Thermometers | Thermometers, Electronic | Active | MSH | MSH | 3 | Emergency | Emergency | Welch Allyn | 692-Sure Temp Plus | 20322968 | 2020-03-19 |  | 2022-03-19
1071656 | Ophthalmoscope/Otoscopes | Ophthalmoscope/Otoscopes | Ophthalmoscope/Otoscopes | Active | MSH | MSH | 3 | Emergency | Emergency | Amico | DS-UDM-2 | DS15925EK | 2023-09-14 |  | 2030-09-14 | Warranty 7 years for diagnostic station, 3 years for instrument heads
1071657 | Ophthalmoscope/Otoscopes | Ophthalmoscope/Otoscopes | Ophthalmoscope/Otoscopes | Active | MSH | MSH | 3 | Emergency | Emergency | Amico | DS-UDM-2 | DS15923EK | 2023-09-14 |  | 2030-09-14 | Warranty 7 years for diagnostic station, 3 years for instrument heads
1071658 | Ophthalmoscope/Otoscopes | Ophthalmoscope/Otoscopes | Ophthalmoscope/Otoscopes | Active | MSH | MSH | 3 | Emergency | Emergency | Amico | DS-UDM-2 | DS15905EK | 2023-09-14 |  | 2030-09-14 | Warranty 7 years for diagnostic station, 3 years for instrument heads
1071669 | Monitors, Vital Signs | Monitors, Vital Signs | Monitors, Vital Signs | Active | MSH | MSH | 17M | Nursing 14N Surgery | 17th Floor - Murray | MASIMO | V5000S-25107 | MXL22628MZ | 2021-07-19 |  | 2022-07-07
1071715 | Carts, Medication | Carts | Carts, Medication | Active | MSH | MSH | 1 | Biomedical Engineering | 1st Floor | Capsa Healthcare | Carelink Mobile Nurse Station - 207010 | 21-013700-M48 | 2022-12-07
1071739 | Scalers, Dental, Ultrasonic | Scalers | Scalers, Dental, Ultrasonic | Active | MSH | MSH | 4 | Dental Clinic | Dentistry | CAULK DENTSPLY | GEN-136 | G136-115792 | 2024-08-06 | 1736.21 |  | Service is done by the vendor. Not supported by Biomed. Asset tagged and input in TMS for inventory purposes only.
1071743 | Laryngoscopes, Flexible, Video | SH Laryngoscopes | Laryngoscopes, Flexible, Video | Active | MSH | MSH | 15U | Resp Therapy (Anesthesia) | L&D OR | KARL STORZ Endoscopy Canada Ltd | C-MAC 8404ZX | YM9561 | 2024-08-06 |  | 2025-08-02 | C-MAC difficult airway cart with LCD screen. Davi Cart - SN: 1050 LCD Monitor (LMD-2110MD) - SN: 3505340
1071749 | Scanning Systems, Ultrasonic, Bladder | SH Scanning Systems, Ultrasonic | Scanning Systems, Ultrasonic, Bladder | Active | RCC | RCC | RCC | RCC | 2WF | Verathon Medical | BladderScan i10 | CT242780 | 2024-07-31
1071750 | Monitors, Vital Signs | Monitors, Vital Signs | Monitors, Vital Signs | Active | BH | BH | 10N | Bridgepoint | 10th Floor - North Side | Welch Allyn | 74MT | 100002124423 | 2023-11-28 |  | 2020-02-15 | Cart/Trolley Serial Number: 100068995117 PO# 7201158210 $799.51
1071751 | Monitors, Vital Signs | Monitors, Vital Signs | Monitors, Vital Signs | Active | BH | BH | 9S | Bridgepoint | 9th Floor - South Side | Welch Allyn | 74MT | 100002154423 | 2023-11-28 |  | 2020-02-15 | Cart/Trolley Serial Number: 100068995117 PO# 7201158210 $799.51
1071752 | Monitors, Vital Signs | Monitors, Vital Signs | Monitors, Vital Signs | Active | BH | BH | 9S | Bridgepoint | 9th Floor - South Side | Welch Allyn | 74MT | 100009512524 | 2023-11-28 |  | 2020-02-15 | Cart/Trolley Serial Number: 100068995117 PO# 7201158210 $799.51
1071753 | Monitors, Physiologic, Vital Signs | SH Monitors, Physiologic | Monitors, Physiologic, Vital Signs | Active | RCC | RCC | RCC | RCC | 2WF | Welch Allyn | 75MT | 100013482624 | 2024-07-31
1071754 | Monitors, Physiologic, Vital Signs | SH Monitors, Physiologic | Monitors, Physiologic, Vital Signs | Active | RCC | RCC | RCC | RCC | 2WF | Welch Allyn | 75MT | 100013332624 | 2024-07-31
1071755 | Monitors, Physiologic, Vital Signs | SH Monitors, Physiologic | Monitors, Physiologic, Vital Signs | Active | RCC | RCC | RCC | RCC | 2WF | Welch Allyn | 75MT | 100013522624 | 2024-07-31
1071756 | Monitors, Physiologic, Vital Signs | SH Monitors, Physiologic | Monitors, Physiologic, Vital Signs | Active | RCC | RCC | RCC | RCC | 2WF | Welch Allyn | 75MT | 100013192624 | 2024-07-31
1071757 | Monitors, Physiologic, Vital Signs | SH Monitors, Physiologic | Monitors, Physiologic, Vital Signs | Active | RCC | RCC | RCC | RCC | 2WF | Welch Allyn | 75MT | 100013462624 | 2024-07-31
1071758 | Monitors, Physiologic, Vital Signs | SH Monitors, Physiologic | Monitors, Physiologic, Vital Signs | Active | RCC | RCC | RCC | RCC | 2WF | Welch Allyn | 75MT | 100051941824 | 2024-07-31
1071759 | Monitors, Physiologic, Vital Signs | SH Monitors, Physiologic | Monitors, Physiologic, Vital Signs | Active | RCC | RCC | RCC | RCC | 2WF | Welch Allyn | 75MT | 100012282624 | 2024-07-31
1071760 | Monitors, Physiologic, Vital Signs | SH Monitors, Physiologic | Monitors, Physiologic, Vital Signs | Active | RCC | RCC | RCC | RCC | 2WF | Welch Allyn | 75MT | 100002372524 | 2024-07-31
1071761 | Defibrillators, External, Automated | Defibrillators | Defibrillators, External, Automated | Active | RCC | RCC | RCC | RCC | 2WF | ZOLL Canada | AED-3 | AX24B266924 | 2024-08-02 |  | 2025-08-06 | Warranty extended additional 2 years from registration
1071766 | Microscopes | Microscopes | Microscopes | Active | MSH | OPG | 3rd Floor | Special Pregnancy Program - Maternal | 3rd Floor | not found |  | 1 | 2017-09-08
1071767 | Microscopes | Microscopes | Microscopes | Active | MSH | OPG | 3rd Floor | Special Pregnancy Program - Maternal | 3rd Floor | not found |  | 1 | 2017-09-08
1071768 | Microscopes | Microscopes | Microscopes | Active | MSH | OPG | 3rd Floor | Special Pregnancy Program - Maternal | 3rd Floor | not found |  | 1 | 2017-09-08
1071769 | Microscopes | Microscopes | Microscopes | Active | MSH | OPG | 3rd Floor | Special Pregnancy Program - Maternal | 3rd Floor | not found |  | 1 | 2017-09-08
1071774 | Thermometers, Electronic, Thermistor/Thermocouple, Patient | Thermometers | Thermometers, Electronic, Thermistor/Thermocouple, Patient | Active | MSH | MSH | 16N | Express Admission Unit | 16th Floor - North Side | Cardinal Health Canada Inc | Filac 3000 AD | A2065155X | 2020-01-10 | 249 | 2023-01-10
1071775 | Scales, Patient | SH Scales | Scales, Patient | Active | MSH | MSH | 3 | Emergency | Emergency | HEALTH O METER INC | 500KL | 5000224256908 | 2024-08-08 |  | 2026-08-08
1071777 | NIBP MONITOR | NIBP MONITOR | NIBP MONITOR | Active | MSH | MSH | 18 | Heart Function Clinic | Heart Function Clinic | Microlife Corp | WatchBP office | 2022-07-1400381 | 2024-08-07 |  | 2025-08-07
1071778 | NIBP MONITOR | NIBP MONITOR | NIBP MONITOR | Active | MSH | MSH | 18 | Heart Function Clinic | Heart Function Clinic | Microlife Corp | WatchBP office | 2022-07-1400334 | 2024-08-07 |  | 2025-08-07
1071779 | NIBP MONITOR | NIBP MONITOR | NIBP MONITOR | Active | MSH | MSH | 18 | Heart Function Clinic | Heart Function Clinic | Microlife Corp | WatchBP office | 2022-07-1400386 | 2024-08-07 |  | 2025-08-07
1071780 | NIBP MONITOR | NIBP MONITOR | NIBP MONITOR | Active | MSH | MSH | 18 | Heart Function Clinic | Heart Function Clinic | Microlife Corp | WatchBP office | 2022-07-1400382 | 2024-08-07 |  | 2025-08-07
1071781 | NIBP MONITOR | NIBP MONITOR | NIBP MONITOR | Active | MSH | 60MURR | 4 | Leadership Sinai Center For Diabetes | Leadership Sinai Center For Diabetes | Microlife Corp | WatchBP office | 2022-05-2700469 | 2024-10-22 |  | 2025-10-22
1071782 | NIBP MONITOR | NIBP MONITOR | NIBP MONITOR | Active | MSH | 60MURR | 4 | Leadership Sinai Center For Diabetes | Leadership Sinai Center For Diabetes | Microlife Corp | WatchBP office | 2022-07-1400330 | 2024-08-07 |  | 2025-08-07
1071783 | NIBP MONITOR | NIBP MONITOR | NIBP MONITOR | Active | MSH | 60MURR | 4 | Leadership Sinai Center For Diabetes | Leadership Sinai Center For Diabetes | Microlife Corp | WatchBP office | 2022-05-2700501 | 2024-10-22 |  | 2025-10-22
1071784 | NIBP MONITOR | NIBP MONITOR | NIBP MONITOR | Active | MSH | 60MURR | 4 | Leadership Sinai Center For Diabetes | Leadership Sinai Center For Diabetes | Microlife Corp | WatchBP office | 2022-07-1400326 | 2024-08-07 |  | 2025-08-07
1071785 | NIBP MONITOR | NIBP MONITOR | NIBP MONITOR | Active | MSH | 60MURR | 4 | Leadership Sinai Center For Diabetes | Leadership Sinai Center For Diabetes | Microlife Corp | WatchBP office | 2022-05-2700215 | 2024-10-22 |  | 2025-10-22
1071786 | NIBP MONITOR | NIBP MONITOR | NIBP MONITOR | Active | MSH | 60MURR | 4 | Leadership Sinai Center For Diabetes | Leadership Sinai Center For Diabetes | Microlife Corp | WatchBP office | 2022-07-1400388 | 2024-08-07 |  | 2025-08-07
1071787 | NIBP MONITOR | NIBP MONITOR | NIBP MONITOR | Active | MSH | 60MURR | 4 | Leadership Sinai Center For Diabetes | Leadership Sinai Center For Diabetes | Microlife Corp | WatchBP office | 2022-05-2700212 | 2024-10-22 |  | 2025-10-22
1071788 | NIBP MONITOR | NIBP MONITOR | NIBP MONITOR | Active | MSH | 60MURR | 4 | Leadership Sinai Center For Diabetes | Leadership Sinai Center For Diabetes | Microlife Corp | WatchBP office | 2022-07-1400384 | 2024-08-07 |  | 2025-08-07
1071827 | Monitors, Vital Signs | Monitors, Vital Signs | Monitors, Vital Signs | Active | BH | BH | 8S | Bridgepoint | 8th Floor - South Side | Welch Allyn | 74MT | 100009242524 | 2023-11-28 |  | 2020-02-15 | Cart/Trolley Serial Number: 100068995117 PO# 7201158210 $799.51
1071828 | Monitors, Vital Signs | Monitors, Vital Signs | Monitors, Vital Signs | Active | BH | BH | 8S | Bridgepoint | 8th Floor - South Side | Welch Allyn | 74MT | 100009342524 | 2023-11-28 |  | 2020-02-15 | Cart/Trolley Serial Number: 100068995117 PO# 7201158210 $799.51
1071829 | Monitors, Vital Signs | Monitors, Vital Signs | Monitors, Vital Signs | Active | BH | BH | 8S | Bridgepoint | 8th Floor - South Side | Welch Allyn | 74MT | 100009492524 | 2023-11-28 |  | 2020-02-15 | Cart/Trolley Serial Number: 100068995117 PO# 7201158210 $799.51
1071842 | Lights, Surgical, Ceiling-Mounted | SH Lights | Lights, Surgical, Ceiling-Mounted | Active | MSH | MSH | 7 | SURGICAL SUITE (COMBINED WITH CYSTO) | OR 1 | TRUMPF Medizin Systeme GmbH + Co KG | iLED 7 | Surgical Lights - OR 1 | 2021-03-29 |  |  | IPAD Console - DMPYGNZMLM94 Surgical Light 1 - 107939475 Surgical Light 2 - 107695652 Surgical Light 3 - 107987839
1071843 | Lights, Surgical, Ceiling-Mounted | SH Lights | Lights, Surgical, Ceiling-Mounted | Active | MSH | MSH | 7 | SURGICAL SUITE (COMBINED WITH CYSTO) | OR 2 | TRUMPF Medizin Systeme GmbH + Co KG | iLED 7 | Surgical Lights - OR 2 | 2021-03-29 |  |  | IPAD Console - F9FXW653GHKK Surgical Light 1 - 107866913 Surgical Light 2 - 107695653 Surgical Light 3 - 107895946
1071844 | Lights, Surgical, Ceiling-Mounted | SH Lights | Lights, Surgical, Ceiling-Mounted | Active | MSH | MSH | 7 | SURGICAL SUITE (COMBINED WITH CYSTO) | OR 3 | TRUMPF Medizin Systeme GmbH + Co KG | iLED 7 | Surgical Lights - OR 3 | 2021-03-29 |  |  | IPAD Console - DMPYGLCRLM94 Surgical Light 1 - 107945371 Surgical Light 2 - 107937531 Surgical Light 3 - 107945366
1071845 | Lights, Surgical, Ceiling-Mounted | SH Lights | Lights, Surgical, Ceiling-Mounted | Active | MSH | MSH | 7 | SURGICAL SUITE (COMBINED WITH CYSTO) | OR 4 | TRUMPF Medizin Systeme GmbH + Co KG | iLED 7 | Surgical Lights - OR 4 | 2021-03-29 |  |  | IPAD Console - F9FXJ8DJGHKK Surgical Light 1 - 107960916 Surgical Light 2 - 107937161 Surgical Light 3 - 107948883
1071846 | Lights, Surgical, Ceiling-Mounted | SH Lights | Lights, Surgical, Ceiling-Mounted | Active | MSH | MSH | 7 | SURGICAL SUITE (COMBINED WITH CYSTO) | OR 5 | TRUMPF Medizin Systeme GmbH + Co KG | iLED 7 | Surgical Lights - OR 5 | 2021-03-29 |  |  | IPAD Console - DMPYGP0TLM94 Surgical Light 1 - 107937524 Surgical Light 2 - 108071378 Surgical Light 3 - 107960915
1071847 | Lights, Surgical, Ceiling-Mounted | SH Lights | Lights, Surgical, Ceiling-Mounted | Active | MSH | MSH | 7 | SURGICAL SUITE (COMBINED WITH CYSTO) | OR 6 | TRUMPF Medizin Systeme GmbH + Co KG | iLED 7 | Surgical Lights - OR 6 | 2021-03-29 |  |  | IPAD Console - DMPYGNBULM94 Surgical Light 1 - 107945363 Surgical Light 2 - 107970002 Surgical Light 3 - 107948893
1071848 | Lights, Surgical, Ceiling-Mounted | SH Lights | Lights, Surgical, Ceiling-Mounted | Active | MSH | MSH | 7 | SURGICAL SUITE (COMBINED WITH CYSTO) | OR 7 | TRUMPF Medizin Systeme GmbH + Co KG | iLED 7 | Surgical Lights - OR 7 | 2021-03-29 |  |  | IPAD Console - DMPY9CZFLM94 Surgical Light 1 - 107937538 Surgical Light 2 - 107937533 Surgical Light 3 - 107937528
1071849 | Lights, Surgical, Ceiling-Mounted | SH Lights | Lights, Surgical, Ceiling-Mounted | Active | MSH | MSH | 7 | SURGICAL SUITE (COMBINED WITH CYSTO) | OR 8 | TRUMPF Medizin Systeme GmbH + Co KG | iLED 7 | Surgical Lights - OR 8 | 2021-03-29 |  |  | IPAD Console - F9FXV0ENGHKK Surgical Light 1 - 107809033 Surgical Light 2 - 107909793 Surgical Light 3 - 107929276
1071850 | Lights, Surgical, Ceiling-Mounted | SH Lights | Lights, Surgical, Ceiling-Mounted | Active | MSH | MSH | 7 | SURGICAL SUITE (COMBINED WITH CYSTO) | OR 9 | TRUMPF Medizin Systeme GmbH + Co KG | iLED 7 | Surgical Lights - OR 9 | 2021-03-29 |  |  | IPAD Console - DMPY81RCLM94 Surgical Light 1 - 107699371 Surgical Light 2 - 107937536 Surgical Light 3 - 107691325
1071851 | Lights, Surgical, Ceiling-Mounted | SH Lights | Lights, Surgical, Ceiling-Mounted | Active | MSH | MSH | 7 | SURGICAL SUITE (COMBINED WITH CYSTO) | OR 10 | TRUMPF Medizin Systeme GmbH + Co KG | iLED 7 | Surgical Lights - OR 10 | 2021-03-29 |  |  | IPAD Console - DMPY51B7LM94 Surgical Light 1 - 107945365 Surgical Light 2 - 107909797 Surgical Light 3 - 107948884
1071852 | Lights, Surgical, Ceiling-Mounted | SH Lights | Lights, Surgical, Ceiling-Mounted | Active | MSH | MSH | 7 | SURGICAL SUITE (COMBINED WITH CYSTO) | OR 11 | TRUMPF Medizin Systeme GmbH + Co KG | iLED 7 | Surgical Lights - OR 11 | 2021-03-29 |  |  | IPAD Console - DMPY9228LM94 Surgical Light 1 - 107997188 Surgical Light 2 - 107937156 Surgical Light 3 - 108292946
1071853 | Lights, Surgical, Ceiling-Mounted | SH Lights | Lights, Surgical, Ceiling-Mounted | Active | MSH | MSH | 7 | SURGICAL SUITE (COMBINED WITH CYSTO) | OR 12 | TRUMPF Medizin Systeme GmbH + Co KG | iLED 7 | Surgical Lights - OR 12 | 2021-03-29 |  |  | IPAD Console - DMPY90XGLM94 Surgical Light 1 - 108027051 Surgical Light 2 - 108036457 Surgical Light 3 - 108041360
1071854 | Lights, Surgical, Ceiling-Mounted | SH Lights | Lights, Surgical, Ceiling-Mounted | Active | MSH | MSH | 7 | SURGICAL SUITE (COMBINED WITH CYSTO) | OR 13 | TRUMPF Medizin Systeme GmbH + Co KG | iLED 7 | Surgical Lights - OR 13 | 2021-03-29 |  |  | IPAD Console - F9FX82KPGHKL Surgical Light 1 - 107691324 Surgical Light 2 - 107948891 Surgical Light 3 - 107859967
1071855 | Lights, Surgical, Ceiling-Mounted | SH Lights | Lights, Surgical, Ceiling-Mounted | Active | MSH | MSH | 7 | SURGICAL SUITE (COMBINED WITH CYSTO) | OR 14 | TRUMPF Medizin Systeme GmbH + Co KG | iLED 7 | Surgical Lights - OR 14 | 2021-03-29 |  |  | IPAD Console - F9FW5RUTGHKL Surgical Light 1 - 107909794 Surgical Light 2 - 107969991 Surgical Light 3 - 107862901
1071856 | Lights, Surgical, Ceiling-Mounted | SH Lights | Lights, Surgical, Ceiling-Mounted | Active | MSH | MSH | 7 | SURGICAL SUITE (COMBINED WITH CYSTO) | OR 15 | TRUMPF Medizin Systeme GmbH + Co KG | iLED 7 | Surgical Lights - OR 15 | 2021-03-29 |  |  | IPAD Console - DMPY9277LM94 Surgical Light 1 - 107960930 Surgical Light 2 - 108282358 Surgical Light 3 - 107960934
1071857 | Lights, Surgical, Ceiling-Mounted | SH Lights | Lights, Surgical, Ceiling-Mounted | Active | MSH | MSH | 7 | SURGICAL SUITE (COMBINED WITH CYSTO) | OR 16 | TRUMPF Medizin Systeme GmbH + Co KG | iLED 7 | Surgical Lights - OR 16 | 2021-03-29 |  |  | IPAD Console - DMPY92GPLM94 Surgical Light 1 - 107948863 Surgical Light 2 - 108061840 Surgical Light 3 - 107997958
1071858 | Lights, Surgical, Ceiling-Mounted | SH Lights | Lights, Surgical, Ceiling-Mounted | Active | MSH | MSH | 7 | SURGICAL SUITE (COMBINED WITH CYSTO) | OR 17 | TRUMPF Medizin Systeme GmbH + Co KG | iLED 7 | Surgical Lights - OR 17 | 2021-03-29 |  |  | IPAD Console - DMPYGLNQLM94 Surgical Light 1 - 107969100 Surgical Light 2 - 107986137 Surgical Light 3 - N/A
1071859 | Lights, Surgical, Ceiling-Mounted | SH Lights | Lights, Surgical, Ceiling-Mounted | Active | MSH | MSH | 7 | SURGICAL SUITE (COMBINED WITH CYSTO) | OR 18 | TRUMPF Medizin Systeme GmbH + Co KG | iLED 7 | Surgical Lights - OR 18 | 2021-03-29 |  |  | IPAD Console - DMPYGMZULM94 Surgical Light 1 - 107972136 Surgical Light 2 - 108267748 Surgical Light 3 - N/A
1071860 | Lights, Surgical, Ceiling-Mounted | SH Lights | Lights, Surgical, Ceiling-Mounted | Active | MSH | MSH | 7 | SURGICAL SUITE (COMBINED WITH CYSTO) | OR 19 | TRUMPF Medizin Systeme GmbH + Co KG | iLED 7 | Surgical Lights - OR 19 | 2021-03-29 |  |  | IPAD Console - DMPY9908LM94 Surgical Light 1 - 107972151 Surgical Light 2 - 107945362 Surgical Light 3 - 108006010
1071861 | Facility Booms, Ceiling-Mounted | SH Facility Booms | Facility Booms, Ceiling-Mounted | Active | MSH | MSH | 7 | SURGICAL SUITE (COMBINED WITH CYSTO) | OR 1 | TRUMPF Medizin Systeme GmbH + Co KG | TruPort 5000/7000 | Facility Booms - OR 1 | 2021-03-29 |  |  | Boom 1 (Head) - TruPort 5000 - 108086910 Boom 2 (Middle) - TruPort 7000 - 108020091 Boom 3 (Foot) - TruPort 7000 - 108090185
1071862 | Facility Booms, Ceiling-Mounted | SH Facility Booms | Facility Booms, Ceiling-Mounted | Active | MSH | MSH | 7 | SURGICAL SUITE (COMBINED WITH CYSTO) | OR 2 | TRUMPF Medizin Systeme GmbH + Co KG | TruPort 5000/7000 | Facility Booms - OR 2 | 2021-03-29 |  |  | Boom 1 (Head) - TruPort 5000 - 108015035 Boom 2 (Middle) - TruPort 7000 - 108020090 Boom 3 (Foot) - TruPort 7000 - 108020089
1071863 | Facility Booms, Ceiling-Mounted | SH Facility Booms | Facility Booms, Ceiling-Mounted | Active | MSH | MSH | 7 | SURGICAL SUITE (COMBINED WITH CYSTO) | OR 3 | TRUMPF Medizin Systeme GmbH + Co KG | TruPort 5000/7000 | Facility Booms - OR 3 | 2021-03-29 |  |  | Boom 1 (Head) - TruPort 5000 - 108086045 Boom 2 (Middle) - TruPort 7000 - 108090357 Boom 3 (Foot) - TruPort 7000 - 108088618
1071864 | Facility Booms, Ceiling-Mounted | SH Facility Booms | Facility Booms, Ceiling-Mounted | Active | MSH | MSH | 7 | SURGICAL SUITE (COMBINED WITH CYSTO) | OR 4 | TRUMPF Medizin Systeme GmbH + Co KG | TruPort 5000/7000 | Facility Booms - OR 4 | 2021-03-29 |  |  | Boom 1 (Head) - TruPort 5000 - 108066118 Boom 2 (Middle) - TruPort 7000 - 108090358 Boom 3 (Foot) - TruPort 7000 - 108132755
1071865 | Facility Booms, Ceiling-Mounted | SH Facility Booms | Facility Booms, Ceiling-Mounted | Active | MSH | MSH | 7 | SURGICAL SUITE (COMBINED WITH CYSTO) | OR 5 | TRUMPF Medizin Systeme GmbH + Co KG | TruPort 5000/7000 | Facility Booms - OR 5 | 2021-03-29 |  |  | Boom 1 (Head) - TruPort 7000 - 108098475 Boom 2 (Middle) - TruPort 7000 - 108098486 Boom 3 (Foot) - TruPort 5000 - 108094569
1071866 | Facility Booms, Ceiling-Mounted | SH Facility Booms | Facility Booms, Ceiling-Mounted | Active | MSH | MSH | 7 | SURGICAL SUITE (COMBINED WITH CYSTO) | OR 6 | TRUMPF Medizin Systeme GmbH + Co KG | TruPort 5000/7000 | Facility Booms - OR 6 | 2021-03-29 |  |  | Boom 1 (Head) - TruPort 5000 - 108086039 Boom 2 (Middle) - TruPort 7000 - 108088830 Boom 3 (Foot) - TruPort 7000 - 108090184
1071867 | Facility Booms, Ceiling-Mounted | SH Facility Booms | Facility Booms, Ceiling-Mounted | Active | MSH | MSH | 7 | SURGICAL SUITE (COMBINED WITH CYSTO) | OR 7 | TRUMPF Medizin Systeme GmbH + Co KG | TruPort 5000/7000 | Facility Booms - OR 7 | 2021-03-29 |  |  | Boom 1 (Head) - TruPort 5000 - 1079883474 Boom 2 (Middle) - TruPort 7000 -108088831 Boom 3 (Foot) - TruPort 7000 - 108088617
1071868 | Facility Booms, Ceiling-Mounted | SH Facility Booms | Facility Booms, Ceiling-Mounted | Active | MSH | MSH | 7 | SURGICAL SUITE (COMBINED WITH CYSTO) | OR 8 | TRUMPF Medizin Systeme GmbH + Co KG | TruPort 5000/7000 | Facility Booms - OR 8 | 2021-03-29 |  |  | Boom 1 (Head) - TruPort 5000 - 107983476 Boom 2 (Middle) - TruPort 7000 - 108017586 Boom 3 (Foot) - TruPort 7000 - 108017587
1071869 | Facility Booms, Ceiling-Mounted | SH Facility Booms | Facility Booms, Ceiling-Mounted | Active | MSH | MSH | 7 | SURGICAL SUITE (COMBINED WITH CYSTO) | OR 9 | TRUMPF Medizin Systeme GmbH + Co KG | TruPort 5000/7000 | Facility Booms - OR 9 | 2021-03-29 |  |  | Boom 1 (Head) - TruPort 5000 - 108015034 Boom 2 (Middle) - TruPort 7000 - 108017635 Boom 3 (Foot) - TruPort 7000 - 107983932
1071870 | Facility Booms, Ceiling-Mounted | SH Facility Booms | Facility Booms, Ceiling-Mounted | Active | MSH | MSH | 7 | SURGICAL SUITE (COMBINED WITH CYSTO) | OR 10 | TRUMPF Medizin Systeme GmbH + Co KG | TruPort 5000/7000 | Facility Booms - OR 10 | 2021-03-29 |  |  | Boom 1 (Head) - TruPort 5000 -108086911 Boom 2 (Middle) - TruPort 7000 - 108134278 Boom 3 (Foot) - TruPort 7000 - 108183850
1071871 | Facility Booms, Ceiling-Mounted | SH Facility Booms | Facility Booms, Ceiling-Mounted | Active | MSH | MSH | 7 | SURGICAL SUITE (COMBINED WITH CYSTO) | OR 11 | TRUMPF Medizin Systeme GmbH + Co KG | TruPort 5000/7000 | Facility Booms - OR 11 | 2021-03-29 |  |  | Boom 1 (Head) - TruPort 5000 - 108086107 Boom 2 (Middle) - TruPort 7000 - 108134280 Boom 3 (Foot) - TruPort 7000 - 108183849
1071872 | Facility Booms, Ceiling-Mounted | SH Facility Booms | Facility Booms, Ceiling-Mounted | Active | MSH | MSH | 7 | SURGICAL SUITE (COMBINED WITH CYSTO) | OR 12 | TRUMPF Medizin Systeme GmbH + Co KG | TruPort 5000/7000 | Facility Booms - OR 12 | 2021-03-29 |  |  | Boom 1 (Head) - TruPort 5000 - 108015033 Boom 2 (Middle) - TruPort 7000 - 108134279 Boom 3 (Foot) - TruPort 7000 - 108197085
1071873 | Facility Booms, Ceiling-Mounted | SH Facility Booms | Facility Booms, Ceiling-Mounted | Active | MSH | MSH | 7 | SURGICAL SUITE (COMBINED WITH CYSTO) | OR 13 | TRUMPF Medizin Systeme GmbH + Co KG | TruPort 5000/7000 | Facility Booms - OR 13 | 2021-03-29 |  |  | Boom 1 (Head) - TruPort 5000 - 107983475 Boom 2 (Middle) - TruPort 7000 - 108017588 Boom 3 (Foot) - TruPort 7000 - 108017585
1071874 | Facility Booms, Ceiling-Mounted | SH Facility Booms | Facility Booms, Ceiling-Mounted | Active | MSH | MSH | 7 | SURGICAL SUITE (COMBINED WITH CYSTO) | OR 14 | TRUMPF Medizin Systeme GmbH + Co KG | TruPort 5000/7000 | Facility Booms - OR 14 | 2021-03-29 |  |  | Boom 1 (Head) - TruPort 5000 - 107983477 Boom 2 (Middle) - TruPort 7000 - 107983933 Boom 3 (Foot) - TruPort 7000 - 107983934
1071875 | Facility Booms, Ceiling-Mounted | SH Facility Booms | Facility Booms, Ceiling-Mounted | Active | MSH | MSH | 7 | SURGICAL SUITE (COMBINED WITH CYSTO) | OR 15 | TRUMPF Medizin Systeme GmbH + Co KG | TruPort 5000/7000 | Facility Booms - OR 15 | 2021-03-29 |  |  | Boom 1 (Head) - TruPort 5000 - 107983478 Boom 2 (Middle) - TruPort 7000 - 108132744 Boom 3 (Foot) - TruPort 7000 - 108099409
1071876 | Facility Booms, Ceiling-Mounted | SH Facility Booms | Facility Booms, Ceiling-Mounted | Active | MSH | MSH | 7 | SURGICAL SUITE (COMBINED WITH CYSTO) | OR 16 | TRUMPF Medizin Systeme GmbH + Co KG | TruPort 5000/7000 | Facility Booms - OR 16 | 2021-03-29 |  |  | Boom 1 (Head) - TruPort 5000 - 108086909 Boom 2 (Middle) - TruPort 7000 - 108124690 Boom 3 (Foot) - TruPort 7000 - 108124689
1071877 | Facility Booms, Ceiling-Mounted | SH Facility Booms | Facility Booms, Ceiling-Mounted | Active | MSH | MSH | 7 | SURGICAL SUITE (COMBINED WITH CYSTO) | OR 17 | TRUMPF Medizin Systeme GmbH + Co KG | TruPort 5000/7000 | Facility Booms - OR 17 | 2021-03-29 |  |  | Boom 1 (Head) - TruPort 5000 - 108124707 Boom 2 (Middle) - TruPort 7000 - 108124688 Boom 3 (Foot) - N/A
1071878 | Facility Booms, Ceiling-Mounted | SH Facility Booms | Facility Booms, Ceiling-Mounted | Active | MSH | MSH | 7 | SURGICAL SUITE (COMBINED WITH CYSTO) | OR 18 | TRUMPF Medizin Systeme GmbH + Co KG | TruPort 5000/7000 | Facility Booms - OR 18 | 2021-03-29 |  |  | Boom 1 (Head) - TruPort 5000 - 108124706 Boom 2 (Middle) - TruPort 7000 - 108183848 Boom 3 (Foot) - N/A
1071879 | Facility Booms, Ceiling-Mounted | SH Facility Booms | Facility Booms, Ceiling-Mounted | Active | MSH | MSH | 7 | SURGICAL SUITE (COMBINED WITH CYSTO) | OR 19 | TRUMPF Medizin Systeme GmbH + Co KG | TruPort 5000/7000 | Facility Booms - OR 19 | 2021-03-29 |  |  | Boom 1 (Head) - TruPort 5000 - 107983473 Boom 2 (Middle) - TruPort 7000 - 108132745 Boom 3 (Foot) - 108183843
1071885 | Transducer, Fetal Monitoring, CL TOCO+ | Transducer | Transducer, Fetal Monitoring | Active | MSH | MSH | 15U | Obstetrical Suite (L&D) | L&D | Philips Healthcare | 866075 | DE44909264 | 2015-02-24 | 2001 |  | Acceptance based on installation date.
1071886 | Carts, Medication | Carts | Carts, Medication | Active | MSH | MSH | 12N | Nursing 12N Medicine | 12N | Capsa Healthcare | Carelink Mobile Nurse Station - 207010 | 12N - Cart #6 | 2022-12-07
1071888 | Monitors, Vital Signs | Monitors, Vital Signs | Monitors, Vital Signs | Active | BH | BH | 8N | Bridgepoint | 8th Floor - North Side | Welch Allyn | 74MT | 100009362524 | 2023-11-28 |  | 2020-02-15 | Cart/Trolley Serial Number: 100068995117 PO# 7201158210 $799.51
1071889 | Monitors, Vital Signs | Monitors, Vital Signs | Monitors, Vital Signs | Active | BH | BH | 8N | Bridgepoint | 8th Floor - North Side | Welch Allyn | 74MT | 100009322524 | 2023-11-28 |  | 2020-02-15 | Cart/Trolley Serial Number: 100068995117 PO# 7201158210 $799.51
1071890 | Monitors, Vital Signs | Monitors, Vital Signs | Monitors, Vital Signs | Active | BH | BH | 8N | Bridgepoint | 8th Floor - North Side | Welch Allyn | 74MT | 100009262524 | 2023-11-28 |  | 2020-02-15 | Cart/Trolley Serial Number: 100068995117 PO# 7201158210 $799.51
1071891 | Laryngoscopes, Flexible, Video | SH Laryngoscopes | Laryngoscopes, Flexible, Video | Active | MSH | MSH | 7 | SURGICAL SUITE (COMBINED WITH CYSTO) | OR | KARL STORZ Endoscopy Canada Ltd | C-MAC 8404ZX | ZM10043 | 2024-08-20 |  | 2024-08-20
1071892 | Laryngoscopes, Flexible, Video | SH Laryngoscopes | Laryngoscopes, Flexible, Video | Active | MSH | MSH | 7 | SURGICAL SUITE (COMBINED WITH CYSTO) | OR | KARL STORZ Endoscopy Canada Ltd | C-MAC 8404ZX | YM9676 | 2024-08-20 |  | 2025-08-20
1071893 | Laryngoscopes, Flexible, Video | SH Laryngoscopes | Laryngoscopes, Flexible, Video | Active | MSH | MSH | 7 | SURGICAL SUITE (COMBINED WITH CYSTO) | OR | KARL STORZ Endoscopy Canada Ltd | C-MAC 8404ZX | ZM10031 | 2024-08-20 |  | 2025-08-20
1071894 | Laryngoscopes, Flexible, Video | SH Laryngoscopes | Laryngoscopes, Flexible, Video | Active | MSH | MSH | 15U | Respiratory Therapy | L&D OR | KARL STORZ Endoscopy Canada Ltd | C-MAC 8404ZX | NL1068 | 2024-08-20 |  | 2025-08-20
1071897 | Variable Speed Air Supply Unit | Variable Speed Air Supply Unit | Variable Speed Air Supply Unit | Active | RCC | RCC | RCC | RCC | 2WF | HoverTech | HTAIR1200 | 2N1102671 | 2024-08-16 | 974 | 2025-08-22
1071910 | Scales, Infant | Scales | Scales, Infant | Active | MSH | OPG | 3rd Floor | Obstetric Associates | 3rd Floor | HEALTH O METER INC | 130-2210KL | 1 | 2024-08-28 |  | 2025-03-12
1071912 | Electromyographs | SH Electromyographs | Electromyographs | Active | MSH | MSH | 16U | Pain Mgt Centre - Wasser | EMG | NATUS NEUROLOGY | BASE UNIT 013926 | RZ243691M | 2024-08-28
1071913 | Electromyographs | SH Electromyographs | Electromyographs | Active | MSH | MSH | 16U | Pain Mgt Centre - Wasser | EMG | NATUS NEUROLOGY | BASE UNIT 013926 | C231115045 | 2024-08-28 |  | 2025-08-28
1071914 | Electromyographs | SH Electromyographs | Electromyographs | Active | MSH | MSH | 16U | Pain Mgt Centre - Wasser | EMG | NATUS NEUROLOGY | Nicolet EDX - AT2 Amplifier | C240118009 | 2024-08-28 |  | 2025-08-28
1071915 | Electromyographs | SH Electromyographs | Electromyographs | Active | MSH | MSH | 16U | Pain Mgt Centre - Wasser | EMG | NATUS NEUROLOGY | Nicolet EDX - AT2 Amplifier | C240118016 | 2024-08-28 |  | 2025-08-28
1071920 | Computers, Personal, Desktop | Computers | Computers, Personal, Desktop | Active | MSH | MSH | 16U | Pain Mgt Centre - Wasser | EMG | NATUS NEUROLOGY | Optiplex XE3 SFF | 8G6Q2L3 | 2023-08-01
1071921 | Computers, Personal, Desktop | Computers | Computers, Personal, Desktop | Active | MSH | MSH | 16U | Pain Mgt Centre - Wasser | EMG | NATUS NEUROLOGY | Optiplex XE3 SFF | 4J6Q2L3 | 2023-08-01
1071922 | Laryngoscopes, Rigid | SH Laryngoscopes | Laryngoscopes, Rigid | Active | MSH | MSH | 17U | Respiratory Therapy | NICU | STORZ INSTRUMENT CO | 8403ZX | ZM10042 | 2024-08-30 |  |  | 8403DXC MIL#0 SN TS , PO# 7201544744 8403DXC MIL#0 SN TS , PO# 7201544745 8403GXC MIL#1 SN S , PO# 7201544747 8403GXC MIL#1 SN R , PO#7201544746 8403X Cable, PO#7201544742
1071927 | Monitors, Vital Signs | Monitors, Vital Signs | Monitors, Vital Signs | Active | BH | BH | 3S | Bridgepoint | 3rd Floor - South Side | Welch Allyn | 74MT | 100009332524 | 2023-11-28 |  | 2020-02-15 | Cart/Trolley Serial Number: 100068995117 PO# 7201158210 $799.51
1071928 | Monitors, Vital Signs | Monitors, Vital Signs | Monitors, Vital Signs | Active | BH | BH | 3S | Bridgepoint | 3rd Floor - South Side | Welch Allyn | 74MT | 100009142524 | 2023-11-28 |  | 2020-02-15 | Cart/Trolley Serial Number: 100068995117 PO# 7201158210 $799.51
1071929 | Monitors, Vital Signs | Monitors, Vital Signs | Monitors, Vital Signs | Active | BH | BH | 4N | Bridgepoint | 4th Floor - North Side | Welch Allyn | 74MT | 100009392524 | 2023-11-28 |  | 2020-02-15 | Cart/Trolley Serial Number: 100068995117 PO# 7201158210 $799.51
1071930 | Monitors, Vital Signs | Monitors, Vital Signs | Monitors, Vital Signs | Active | BH | BH | 4N | Bridgepoint | 4th Floor - North Side | Welch Allyn | 74MT | 100009072524 | 2023-11-28 |  | 2020-02-15 | Cart/Trolley Serial Number: 100068995117 PO# 7201158210 $799.51
1071955 | Scanning Systems, Ultrasonic, Bladder | SH Scanning Systems, Ultrasonic | Scanning Systems, Ultrasonic, Bladder | Active | MSH | MSH | 3 | Emergency | Emergency | Verathon Medical | BladderScan i10 | CT232433 | 2024-09-13 |  |  | Loaner
1071966 | Transducer, Fetal Monitoring | Transducer | Transducer, Fetal Monitoring | Active | MSH | MSH | 15U | Obstetrical Suite (L&D) | L&D | Philips Healthcare | 866076 | DE45002088 | 2015-03-12 | 1001 | 2016-03-12
1071967 | Transducer, Fetal Monitoring | Transducer | Transducer, Fetal Monitoring | Active | MSH | MSH | 15U | Obstetrical Suite (L&D) | L&D | Philips Healthcare | 866076 | DE45002022 | 2015-03-12 | 1001 | 2016-03-12
1071973 | Cryosurgical Unit | Cryosurgical Unit | Cryosurgical Unit | Active | MSH | MSH | 7 | SURGICAL SUITE (COMBINED WITH CYSTO) | OR | COOPER SURGICAL | Frigitronics CE-2000 | 240718-051323 | 2024-01-02 |  | 2025-09-18
1071975 | Carts, Medication | Carts | Carts, Medication | Active | MSH | MSH | 12N | Nursing 12N Medicine | 12N | Capsa Healthcare | Carelink Mobile Nurse Station - 207010 | 12N - Cart #1 | 2022-12-07
1071976 | Detectors, Blood Flow, Ultrasonic | SH Detectors | Detectors, Blood Flow, Ultrasonic | Active | MSH | MSH | 15U | Obstetrical Suite (L&D) | L&D | WALLACH SURGICAL DEVICES INC | L250 | 240621-030036 | 2024-09-18 |  | 2026-09-18 | LifeDop Doppler Digital Display Model with WP 2 MHz probe - s/n 337458
1071978 | Detectors, Blood Flow, Ultrasonic | SH Detectors | Detectors, Blood Flow, Ultrasonic | Active | MSH | MSH | 15U | Obstetrical Suite (L&D) | L&D | WALLACH SURGICAL DEVICES INC | L250 | 240621-030034 | 2024-09-18 |  | 2026-09-18 | LifeDop Doppler Digital Display Model with WP 2 MHz probe - s/n 337458
1071979 | Detectors, Blood Flow, Ultrasonic | SH Detectors | Detectors, Blood Flow, Ultrasonic | Active | MSH | MSH | 15U | Obstetrical Suite (L&D) | L&D | WALLACH SURGICAL DEVICES INC | L250 | 240718-051476 | 2024-09-18 |  | 2026-09-18 | LifeDop Doppler Digital Display Model with WP 2 MHz probe - s/n 337458
1071980 | Detectors, Blood Flow, Ultrasonic | SH Detectors | Detectors, Blood Flow, Ultrasonic | Active | MSH | MSH | 15U | Obstetrical Suite (L&D) | L&D | WALLACH SURGICAL DEVICES INC | L250 | 2023110019 | 2024-09-18 |  | 2026-09-18 | LifeDop Doppler Digital Display Model with WP 2 MHz probe - s/n 337458
1071981 | Image Capture System | Image Capture System | Image Capture System | Active | MSH | MSH | 12N | Clinic Res Wound Care | Wound Care | MOLECULIGHT INC. | I:X IMAGING | 2019081941 | 2024-09-18 |  | 2025-09-18 | MolecuLight INC 101 College st Toronto ON, M5G 1L7 416-673-6515 Vendor No: 1035935
1071984 | Thermometers, Electronic, Thermistor/Thermocouple, Patient | Thermometers | Thermometers, Electronic, Thermistor/Thermocouple, Patient | Active | MSH | MSH | 12S | Nursing 12S Medicine | 12th Floor - South Side | Cardinal Health Canada Inc | Filac 3000 AD |  | 2022-11-04
1072003 | Pulse CO-Oximeter | Pulse CO-Oximeter | Pulse CO-Oximeter | Active | MSH | MSH | 11N | Nursing 11N Medicine | 11th Floor - North Side | MASIMO | Radical-7 | 1000290549 | 2021-03-30 | 2774 |  | Monitor -P. O # Part of the Masimo Project
1072008 | Alaris Medical Systems | INFUSION PUMPS | INFUSION PUMPS, GENERAL PURPOSE | Active | RCC | RCC | RCC | Central Dispatch | 2WF | Alaris Medical Systems | 8015 - PCU | 16813235 | 2024-09-26 | 2100 | 2026-09-11
1072009 | Alaris Medical Systems | INFUSION PUMPS | INFUSION PUMPS, GENERAL PURPOSE | Active | RCC | RCC | RCC | Central Dispatch | 2WF | Alaris Medical Systems | 8015 - PCU | 16813245 | 2024-09-26 | 2100 | 2026-09-11
1072010 | Alaris Medical Systems | INFUSION PUMPS | INFUSION PUMPS, GENERAL PURPOSE | Active | RCC | RCC | RCC | Central Dispatch | 2WF | Alaris Medical Systems | 8015 - PCU | 16813771 | 2024-09-26 | 2100 | 2026-09-11
1072011 | Alaris Medical Systems | INFUSION PUMPS | INFUSION PUMPS, GENERAL PURPOSE | Active | RCC | RCC | RCC | Central Dispatch | 2WF | Alaris Medical Systems | 8015 - PCU | 16814003 | 2024-09-26 | 2100 | 2026-09-11
1072012 | Alaris Medical Systems | INFUSION PUMPS | INFUSION PUMPS, GENERAL PURPOSE | Active | RCC | RCC | RCC | Central Dispatch | 2WF | Alaris Medical Systems | 8015 - PCU | 16814347 | 2024-09-26 | 2100 | 2026-09-11
1072013 | Alaris Medical Systems | INFUSION PUMPS | INFUSION PUMPS, GENERAL PURPOSE | Active | RCC | RCC | RCC | Central Dispatch | 2WF | Alaris Medical Systems | 8015 - PCU | 16814431 | 2024-09-26 | 2100 | 2026-09-11
1072014 | Alaris Medical Systems | INFUSION PUMPS | INFUSION PUMPS, GENERAL PURPOSE | Active | RCC | RCC | RCC | Central Dispatch | 2WF | Alaris Medical Systems | 8015 - PCU | 16814616 | 2024-09-26 | 2100 | 2026-09-11
1072015 | Alaris Medical Systems | INFUSION PUMPS | INFUSION PUMPS, GENERAL PURPOSE | Active | RCC | RCC | RCC | Central Dispatch | 2WF | Alaris Medical Systems | 8015 - PCU | 16814620 | 2024-09-26 | 2100 | 2026-09-11
1072016 | Alaris Medical Systems | INFUSION PUMPS | INFUSION PUMPS, GENERAL PURPOSE | Active | RCC | RCC | RCC | Central Dispatch | 2WF | Alaris Medical Systems | 8100 - LVP Module | 16426209 | 2024-09-26 | 1200 | 2026-09-11
1072017 | Alaris Medical Systems | INFUSION PUMPS | INFUSION PUMPS, GENERAL PURPOSE | Active | RCC | RCC | RCC | Central Dispatch | 2WF | Alaris Medical Systems | 8100 - LVP Module | 16601522 | 2024-09-26 | 1200 | 2026-09-11
1072018 | Alaris Medical Systems | INFUSION PUMPS | INFUSION PUMPS, GENERAL PURPOSE | Active | RCC | RCC | RCC | Central Dispatch | 2WF | Alaris Medical Systems | 8100 - LVP Module | 16601537 | 2024-09-26 | 1200 | 2026-09-11
1072019 | Alaris Medical Systems | INFUSION PUMPS | INFUSION PUMPS, GENERAL PURPOSE | Active | RCC | RCC | RCC | Central Dispatch | 2WF | Alaris Medical Systems | 8100 - LVP Module | 16601538 | 2024-09-26 | 1200 | 2026-09-11
1072020 | Alaris Medical Systems | INFUSION PUMPS | INFUSION PUMPS, GENERAL PURPOSE | Active | RCC | RCC | RCC | Central Dispatch | 2WF | Alaris Medical Systems | 8100 - LVP Module | 16601547 | 2024-09-26 | 1200 | 2026-09-11
1072021 | Alaris Medical Systems | INFUSION PUMPS | INFUSION PUMPS, GENERAL PURPOSE | Active | RCC | RCC | RCC | Central Dispatch | 2WF | Alaris Medical Systems | 8100 - LVP Module | 16601558 | 2024-09-26 | 1200 | 2026-09-11
1072022 | Alaris Medical Systems | INFUSION PUMPS | INFUSION PUMPS, GENERAL PURPOSE | Active | RCC | RCC | RCC | Central Dispatch | 2WF | Alaris Medical Systems | 8100 - LVP Module | 16601575 | 2024-09-26 | 1200 | 2026-09-11
1072023 | Alaris Medical Systems | INFUSION PUMPS | INFUSION PUMPS, GENERAL PURPOSE | Active | RCC | RCC | RCC | Central Dispatch | 2WF | Alaris Medical Systems | 8100 - LVP Module | 16601580 | 2024-09-26 | 1200 | 2026-09-11
1072024 | Testers, Defibrillator | SH Testers | Testers, Defibrillator | Active | MSH | MSH | 1 | Biomedical Engineering | BIOMED | ZOLL Canada | Zoll AED Simulator - 8000-000925 | Q22C51209 | 2024-09-26 |  | 2024-12-26
1072025 | Testers, Defibrillator | SH Testers | Testers, Defibrillator | Active | MSH | MSH | 1 | Biomedical Engineering | BIOMED | ZOLL Canada | Zoll AED Simulator - 8000-000925 | Q22C51210 | 2024-09-26 |  | 2024-12-26
1072034 | PRINTER | Printer | PRINTER | Active | MSH | MSH | 1 | Biomedical Engineering | Biomed | Formlabs Inc | Form Wash Gen2 - FH-WA-02 | WashGen2-AngularImpala | 2024-05-10 |  | 2027-05-01 | Covered under Form 3B Medical Service plan 3 Years
1072035 | Sunoptic SSL-LX2 Surgical Headlight | Headlights | Headlights | Active | MSH | MSH | 4 | ENT Clinic | ENT | Sunoptics Surgical | SSL-LX2-LED Headlight | AL2535 | 2024-09-30 |  | 2025-03-24 | SURGI-ONE MEDICAL TECHNOLOGIES greg.horsman@surgi-one.com Includes: 1x SSL-LX2 Headlight 2x SSL-2054BE batteries Dual bay charger Carrying case
1072040 | Monitors, Vital Signs | Monitors, Vital Signs | Monitors, Vital Signs | Active | BH | BH | 3N | Bridgepoint | 3rd Floor - North Side | Welch Allyn | 74MT | 100009292524 | 2023-11-28 |  | 2020-02-15 | Cart/Trolley Serial Number: 100068995117 PO# 7201158210 $799.51
1072041 | Monitors, Vital Signs | Monitors, Vital Signs | Monitors, Vital Signs | Active | BH | BH | 3N | Bridgepoint | 3rd Floor - North Side | Welch Allyn | 74MT | 100009482524 | 2023-11-28 |  | 2020-02-15 | Cart/Trolley Serial Number: 100068995117 PO# 7201158210 $799.51
1072042 | Monitors, Vital Signs | Monitors, Vital Signs | Monitors, Vital Signs | Active | BH | BH | 3N | Bridgepoint | 3rd Floor - North Side | Welch Allyn | 74MT | 100009172524 | 2023-11-28 |  | 2020-02-15 | Cart/Trolley Serial Number: 100068995117 PO# 7201158210 $799.51
1072043 | Monitors, Vital Signs | Monitors, Vital Signs | Monitors, Vital Signs | Active | BH | BH | 6N | Bridgepoint | 6th Floor - North Side | Welch Allyn | 74MT | 100009452524 | 2023-11-28 |  | 2020-02-15 | Cart/Trolley Serial Number: 100068995117 PO# 7201158210 $799.51
1072044 | Monitors, Vital Signs | Monitors, Vital Signs | Monitors, Vital Signs | Active | BH | BH | 6N | Bridgepoint | 6th Floor - North Side | Welch Allyn | 74MT | 100009162524 | 2023-11-28 |  | 2020-02-15 | Cart/Trolley Serial Number: 100068995117 PO# 7201158210 $799.51
1072045 | Monitors, Vital Signs | Monitors, Vital Signs | Monitors, Vital Signs | Active | BH | BH | 6S | Bridgepoint | 6th Floor - South Side | Welch Allyn | 74MT | 100008992524 | 2023-11-28 |  | 2020-02-15 | Cart/Trolley Serial Number: 100068995117 PO# 7201158210 $799.51
1072046 | Monitors, Vital Signs | Monitors, Vital Signs | Monitors, Vital Signs | Active | BH | BH | 6S | Bridgepoint | 6th Floor - South Side | Welch Allyn | 74MT | 100009462524 | 2023-11-28 |  | 2020-02-15 | Cart/Trolley Serial Number: 100068995117 PO# 7201158210 $799.51
1072047 | Monitors, Vital Signs | Monitors, Vital Signs | Monitors, Vital Signs | Active | BH | BH | 6S | Bridgepoint | 6th Floor - South Side | Welch Allyn | 74MT | 100009152524 | 2023-11-28 |  | 2020-02-15 | Cart/Trolley Serial Number: 100068995117 PO# 7201158210 $799.51
1072048 | Monitors, Vital Signs | Monitors, Vital Signs | Monitors, Vital Signs | Active | BH | BH | 6S | Bridgepoint | 6th Floor - South Side | Welch Allyn | 74MT | 100009252524 | 2023-11-28 |  | 2020-02-15 | Cart/Trolley Serial Number: 100068995117 PO# 7201158210 $799.51
1072049 | PRINTER | Printer | PRINTER | Active | MSH | MSH | 1 | Biomedical Engineering | Biomed | Formlabs Inc | Form Wash Gen2 - FH-WA-02 | WashGen2-AbidingCamel | 2024-10-02 |  | 2027-10-02 | Covered under Form 3B Medical Service plan 3 Years
1072050 | PRINTER | Printer | PRINTER | Active | MSH | MSH | 1 | Biomedical Engineering | 1st Floor | Formlabs Inc | Form 4B | Form4-MagentaDolphin | 2024-10-02
1072051 | PRINTER | Printer | PRINTER | Active | MSH | MSH | 1 | Biomedical Engineering | Biomed | Formlabs Inc | Form Cure - FH-CU-01 | VigilantHound | 2022-07-25 |  | 2027-10-02 | Covered under Form 3B Medical Service plan 3 Years
1072052 | Transducer, TOCO | Transducer | Transducer, Fetal Monitoring | Active | MSH | MSH | 15U | Obstetrical Suite (L&D) | 15th Floor - University Side | Philips Healthcare | M2734B | DE43126526 | 2015-09-15
1072053 | Transducer, TOCO | Transducer | Transducer, Fetal Monitoring | Active | MSH | MSH | 15U | Obstetrical Suite (L&D) | 15th Floor - University Side | Philips Healthcare | M2734B | DE43126566 | 2015-09-15
1072055 | Tables, Examination/Treatment, Adjustable | SH Tables | Tables, Examination/Treatment, Adjustable | Active | MSH | MSH | 4 | General Medical Clinic | North Pod - Exam room 7 | EF BREWER CO | 6000 High-Low Exam Table - Pneumatic Back | 104527762110 | 2024-10-04 |  | 2025-10-04
1072057 | Tables, Examination/Treatment, Adjustable | SH Tables | Tables, Examination/Treatment, Adjustable | Active | MSH | MSH | 4 | General Medical Clinic | North Pod - Exam Room 8 | EF BREWER CO | 6000 High-Low Exam Table - Pneumatic Back | 10452776218 | 2024-10-04 |  | 2025-10-04
1072058 | Tables, Examination/Treatment, Adjustable | SH Tables | Tables, Examination/Treatment, Adjustable | Active | MSH | MSH | 4 | General Medical Clinic | North Pod -Exam Room 9 | EF BREWER CO | 6000 High-Low Exam Table - Pneumatic Back | 104527762113 | 2024-10-04 |  | 2025-10-04
1072059 | Tables, Examination/Treatment, Adjustable | SH Tables | Tables, Examination/Treatment, Adjustable | Active | MSH | MSH | 4 | General Medical Clinic | North Pod - Exam Room 10 | EF BREWER CO | 6000 High-Low Exam Table - Pneumatic Back | 104527762112 | 2024-10-04 |  | 2025-10-04
1072060 | Tables, Examination/Treatment, Adjustable | SH Tables | Tables, Examination/Treatment, Adjustable | Active | MSH | MSH | 4 | General Medical Clinic | North Pod - Exam Room 11 | EF BREWER CO | 6000 High-Low Exam Table - Pneumatic Back | 10452776214 | 2024-10-04 |  | 2025-10-04
1072061 | Tables, Examination/Treatment, Adjustable | SH Tables | Tables, Examination/Treatment, Adjustable | Active | MSH | MSH | 4 | General Medical Clinic | North Pod - Exam Room 12 | EF BREWER CO | 6000 High-Low Exam Table - Pneumatic Back | 10452776217 | 2024-10-04 |  | 2025-10-04
1072062 | Tables, Examination/Treatment, Adjustable | SH Tables | Tables, Examination/Treatment, Adjustable | Active | MSH | MSH | 4 | General Medical Clinic | North Pod Exam Room 4 | EF BREWER CO | 6000 High-Low Exam Table - Pneumatic Back | 10452776213 | 2024-10-04 |  | 2025-10-04
1072063 | Tables, Examination/Treatment, Adjustable | SH Tables | Tables, Examination/Treatment, Adjustable | Active | MSH | MSH | 4 | General Medical Clinic | North Pod - Exam Room 2 | EF BREWER CO | 6000 High-Low Exam Table - Pneumatic Back | 104527762114 | 2024-10-04 |  | 2025-10-04
1072064 | Tables, Examination/Treatment, Adjustable | SH Tables | Tables, Examination/Treatment, Adjustable | Active | MSH | MSH | 4 | General Medical Clinic | North Pod - Exam Room 3 | EF BREWER CO | 6000 High-Low Exam Table - Pneumatic Back | 104527762115 | 2024-10-04 |  | 2025-10-04
1072065 | Tables, Examination/Treatment, Adjustable | SH Tables | Tables, Examination/Treatment, Adjustable | Active | MSH | MSH | 4 | General Medical Clinic | North Pod - Exam Room 1 | EF BREWER CO | 6000 High-Low Exam Table - Pneumatic Back | 104527762111 | 2024-10-04 |  | 2025-10-04
1072067 | Tables, Examination/Treatment, Adjustable | SH Tables | Tables, Examination/Treatment, Adjustable | Active | MSH | MSH | 4 | General Medical Clinic | North Pod - Exam Room 6 | EF BREWER CO | 6000 High-Low Exam Table - Pneumatic Back | 10452776219 | 2024-10-04 |  | 2025-10-04
1072074 | Scales, Patient, Floor | Scales | Scales, Patient, Floor | Active | MSH | MSH | 4 | Respiratory Therapy | 4 | SR INSTRUMENTS INC | SR555i | WO-90858-001 | 2024-05-14 | 5001 | 2028-05-13
1072084 | Monitors, Vital Signs | Monitors, Vital Signs | Monitors, Vital Signs | Active | MSH | MSH | 16M | Mother & Baby | 16th Floor - Murray Side | MASIMO | Root | 2000081921 | 2020-06-10 |  | 2021-06-10 | Original unit (SN 2000081901) defective. Replaced February 2, 2024 with SN2000184926
1072085 | Monitors, Vital Signs | Monitors, Vital Signs | Monitors, Vital Signs | Active | MSH | MSH | 16M | Mother & Baby | 16th Floor - Murray Side | MASIMO | Root | 2000081921 | 2020-06-10 |  | 2021-06-10 | Original unit (SN 2000081901) defective. Replaced February 2, 2024 with SN2000184926
1072086 | Aspirators, Airway | SH Aspirators | Aspirators, Airway | Active | MSH | MSH | 1 | Respiratory Therapy | 1st Floor | LAERDAL MEDICAL CORP | 78003020 | 78142269864 | 2024-10-08 | 1200 | 2025-10-08
1072089 | Tables, Examination/Treatment, Adjustable | SH Tables | Tables, Examination/Treatment, Adjustable | Active | MSH | OPG | 8th Floor | Women's Unit-OPG | 8th Floor | MIDMARK CORP | Ritter-225 | V2722903 | 2024-10-09
1072097 | Monitors, Vital Signs | Monitors, Vital Signs | Monitors, Vital Signs | Active | BH | BH | 2S | Bridgepoint | 2nd Floor - South Side | Welch Allyn | 74MT | 100009282524 | 2023-11-28 |  | 2020-02-15 | Cart/Trolley Serial Number: 100068995117 PO# 7201158210 $799.51
1072098 | Monitors, Vital Signs | Monitors, Vital Signs | Monitors, Vital Signs | Active | BH | BH | 2S | Bridgepoint | 2nd Floor - South Side | Welch Allyn | 74MT | 100009432524 | 2023-11-28 |  | 2020-02-15 | Cart/Trolley Serial Number: 100068995117 PO# 7201158210 $799.51
1072099 | Monitors, Vital Signs | Monitors, Vital Signs | Monitors, Vital Signs | Active | BH | BH | 2S | Bridgepoint | 2nd Floor - South Side | Welch Allyn | 74MT | 100009192524 | 2023-11-28 |  | 2020-02-15 | Cart/Trolley Serial Number: 100068995117 PO# 7201158210 $799.51
1072100 | Monitors, Vital Signs | Monitors, Vital Signs | Monitors, Vital Signs | Active | BH | BH | 2S | Bridgepoint | 2nd Floor - South Side | Welch Allyn | 74MT | 100009212524 | 2023-11-28 |  | 2020-02-15 | Cart/Trolley Serial Number: 100068995117 PO# 7201158210 $799.51
1072101 | Monitors, Vital Signs | Monitors, Vital Signs | Monitors, Vital Signs | Active | BH | BH | 7S | Bridgepoint | 7th Floor - South Side | Welch Allyn | 74MT | 100009202524 | 2023-11-28 |  | 2020-02-15 | Cart/Trolley Serial Number: 100068995117 PO# 7201158210 $799.51
1072102 | Monitors, Vital Signs | Monitors, Vital Signs | Monitors, Vital Signs | Active | BH | BH | 7S | Bridgepoint | 7th Floor - South Side | Welch Allyn | 74MT | 100009502524 | 2023-11-28 |  | 2020-02-15 | Cart/Trolley Serial Number: 100068995117 PO# 7201158210 $799.51
1072103 | Monitors, Vital Signs | Monitors, Vital Signs | Monitors, Vital Signs | Active | BH | BH | 7S | Bridgepoint | 7th Floor - South Side | Welch Allyn | 74MT | 100009222524 | 2023-11-28 |  | 2020-02-15 | Cart/Trolley Serial Number: 100068995117 PO# 7201158210 $799.51
1072104 | Monitors, Vital Signs | Monitors, Vital Signs | Monitors, Vital Signs | Active | BH | BH | 7S | Bridgepoint | 7th Floor - South Side | Welch Allyn | 74MT | 100009372524 | 2023-11-28 |  | 2020-02-15 | Cart/Trolley Serial Number: 100068995117 PO# 7201158210 $799.51
1072105 | Monitors, Vital Signs | Monitors, Vital Signs | Monitors, Vital Signs | Active | BH | BH | 2N | Bridgepoint | 2nd Floor - North Side | Welch Allyn | 74MT | 100009122524 | 2023-11-28 |  | 2020-02-15 | Cart/Trolley Serial Number: 100068995117 PO# 7201158210 $799.51
1072106 | Monitors, Vital Signs | Monitors, Vital Signs | Monitors, Vital Signs | Active | BH | BH | 2N | Bridgepoint | 2nd Floor - North Side | Welch Allyn | 74MT | 100009182524 | 2023-11-28 |  | 2020-02-15 | Cart/Trolley Serial Number: 100068995117 PO# 7201158210 $799.51
1072107 | Monitors, Vital Signs | Monitors, Vital Signs | Monitors, Vital Signs | Active | BH | BH | 2N | Bridgepoint | 2nd Floor - North Side | Welch Allyn | 74MT | 100009302524 | 2023-11-28 |  | 2020-02-15 | Cart/Trolley Serial Number: 100068995117 PO# 7201158210 $799.51
1072108 | Monitors, Vital Signs | Monitors, Vital Signs | Monitors, Vital Signs | Active | BH | BH | 7N | Bridgepoint | 7th Floor - North Side | Welch Allyn | 74MT | 100009352524 | 2023-11-28 |  | 2020-02-15 | Cart/Trolley Serial Number: 100068995117 PO# 7201158210 $799.51
1072109 | Monitors, Vital Signs | Monitors, Vital Signs | Monitors, Vital Signs | Active | BH | BH | 7N | Bridgepoint | 7th Floor - North Side | Welch Allyn | 74MT | 100009422524 | 2023-11-28 |  | 2020-02-15 | Cart/Trolley Serial Number: 100068995117 PO# 7201158210 $799.51
1072110 | Monitors, Vital Signs | Monitors, Vital Signs | Monitors, Vital Signs | Active | BH | BH | 7N | Bridgepoint | 7th Floor - North Side | Welch Allyn | 74MT | 100009102524 | 2023-11-28 |  | 2020-02-15 | Cart/Trolley Serial Number: 100068995117 PO# 7201158210 $799.51
1072111 | Laryngoscopes, Flexible, Video | SH Laryngoscopes | Laryngoscopes, Flexible, Video | Active | MSH | MSH | 3 | Emergency | Emergency | KARL STORZ Endoscopy Canada Ltd | C-MAC 8404ZX | OL10436 | 2024-10-10 |  | 2025-10-10 | Monitor: EX2721 SN: 32595033
1072112 | Laryngoscopes, Flexible, Video | SH Laryngoscopes | Laryngoscopes, Flexible, Video | Active | MSH | MSH | 3 | Emergency | Emergency | KARL STORZ Endoscopy Canada Ltd | C-MAC 8404ZX | Ol10519 | 2024-10-10 |  | 2025-10-10
1072113 | Laryngoscopes, Flexible, Video | SH Laryngoscopes | Laryngoscopes, Flexible, Video | Active | MSH | MSH | 3 | Emergency | Emergency | KARL STORZ Endoscopy Canada Ltd | C-MAC 8404ZX | OL10522 | 2024-10-10 |  | 2025-10-10
1072114 | Breathing System | Anesthesia Units | Anesthesia Units | Active | MSH | MSH | 7 | Resp Therapy (Anesthesia) | OR | Draeger Medical Canada | Zeus IE | ASJC-0006 | 2016-05-30 |  |  | BREATHING SYSTEM ONLY, device labelled #13 SN Cover ASHL-0020 Safety Valve ASHN-0090
1072121 | Monitors, Vital Signs | Monitors, Vital Signs | Monitors, Vital Signs | Active | BH | BH | 2N | Bridgepoint | 2nd Floor - North Side | Welch Allyn | 74MT | 100009472524 | 2023-11-28 |  | 2020-02-15 | Cart/Trolley Serial Number: 100068995117 PO# 7201158210 $799.51
1072122 | Monitors, Vital Signs | Monitors, Vital Signs | Monitors, Vital Signs | Active | BH | BH | 2N | Bridgepoint | 2nd Floor - North Side | Welch Allyn | 74MT | 100009412524 | 2023-11-28 |  | 2020-02-15 | Cart/Trolley Serial Number: 100068995117 PO# 7201158210 $799.51
1072124 | Monitors, Vital Signs | Monitors, Vital Signs | Monitors, Vital Signs | Active | BH | BH | 2N | Bridgepoint | 2nd Floor - North Side | Welch Allyn | 74MT | 100009112524 | 2023-11-28 |  | 2020-02-15 | Cart/Trolley Serial Number: 100068995117 PO# 7201158210 $799.51
1072125 | Monitors, Vital Signs | Monitors, Vital Signs | Monitors, Vital Signs | Active | BH | BH | 2N | Bridgepoint | 2nd Floor - North Side | Welch Allyn | 74MT | 100009232524 | 2023-11-28 |  | 2020-02-15 | Cart/Trolley Serial Number: 100068995117 PO# 7201158210 $799.51
1072126 | Monitors, Vital Signs | Monitors, Vital Signs | Monitors, Vital Signs | Active | BH | BH | 7N | Bridgepoint | 7th Floor - North Side | Welch Allyn | 74MT | 100009382524 | 2023-11-28 |  | 2020-02-15 | Cart/Trolley Serial Number: 100068995117 PO# 7201158210 $799.51
1072127 | Monitors, Vital Signs | Monitors, Vital Signs | Monitors, Vital Signs | Active | BH | BH | 7N | Bridgepoint | 7th Floor - North Side | Welch Allyn | 74MT | 100009042524 | 2023-11-28 |  | 2020-02-15 | Cart/Trolley Serial Number: 100068995117 PO# 7201158210 $799.51
1072128 | Monitors, Vital Signs | Monitors, Vital Signs | Monitors, Vital Signs | Active | BH | BH | 7N | Bridgepoint | 7th Floor - North Side | Welch Allyn | 74MT | 100009272524 | 2023-11-28 |  | 2020-02-15 | Cart/Trolley Serial Number: 100068995117 PO# 7201158210 $799.51
1072130 | Waterless Milk Warmer | WARMERS | WARMERS, SOLUTION | Active | MSH | MSH | 17U | NICU | NICU | MEDELA INC | 87115 | 1889888 | 2024-10-15
1072131 | Waterless Milk Warmer | WARMERS | WARMERS, SOLUTION | Active | MSH | MSH | 17U | NICU | NICU | MEDELA INC | 87115 | 1889893 | 2024-10-15
1072132 | Waterless Milk Warmer | WARMERS | WARMERS, SOLUTION | Active | MSH | MSH | 17U | NICU | NICU | MEDELA INC | 87115 | 1889890 | 2024-10-15
1072133 | Waterless Milk Warmer | WARMERS | WARMERS, SOLUTION | Active | MSH | MSH | 17U | NICU | NICU | MEDELA INC | 87115 | 1889889 | 2024-10-15
1072134 | Waterless Milk Warmer | WARMERS | WARMERS, SOLUTION | Active | MSH | MSH | 17U | NICU | NICU | MEDELA INC | 87115 | 1889885 | 2024-10-15
1072135 | Waterless Milk Warmer | WARMERS | WARMERS, SOLUTION | Active | MSH | MSH | 17U | NICU | NICU | MEDELA INC | 87115 | 1889886 | 2024-10-15
1072136 | Waterless Milk Warmer | WARMERS | WARMERS, SOLUTION | Active | MSH | MSH | 17U | NICU | NICU | MEDELA INC | 87115 | 1889898 | 2024-10-15
1072203 | Aspirators, Airway | SH Aspirators | Aspirators, Airway | Active | MSH | MSH | 1 | Respiratory Therapy | 1st Floor | LAERDAL MEDICAL CORP | 78003020 | 78412269865 | 2024-10-08 | 1200 | 2025-10-08 | Location will be defined by R.T.
1072204 | Aspirators, Airway | SH Aspirators | Aspirators, Airway | Active | MSH | MSH | 1 | Respiratory Therapy | 1st Floor | LAERDAL MEDICAL CORP | 78003020 | 78412269866 | 2024-10-08 | 1200 | 2025-10-08 | Location will be defined by R.T.
1072205 | Aspirators, Airway | SH Aspirators | Aspirators, Airway | Active | MSH | MSH | 1 | Respiratory Therapy | 1st Floor | LAERDAL MEDICAL CORP | 78003020 | 78412269867 | 2024-10-08 | 1200 | 2025-10-08 | Location will be defined by R.T.
1072206 | Aspirators, Airway | SH Aspirators | Aspirators, Airway | Active | MSH | MSH | 1 | Respiratory Therapy | 1st Floor | LAERDAL MEDICAL CORP | 78003020 | 78412269868 | 2024-10-08 | 1200 | 2025-10-08 | Location will be defined by R.T.
1072207 | Aspirators, Airway | SH Aspirators | Aspirators, Airway | Active | MSH | MSH | 1 | Respiratory Therapy | 1st Floor | LAERDAL MEDICAL CORP | 78003020 | 78412269869 | 2024-10-08 | 1200 | 2025-10-08 | Location will be defined by R.T.
1072208 | Aspirators, Airway | SH Aspirators | Aspirators, Airway | Active | MSH | MSH | 1 | Respiratory Therapy | 1st Floor | LAERDAL MEDICAL CORP | 78003020 | 78412269870 | 2024-10-08 | 1200 | 2025-10-08 | Location will be defined by R.T.
1072209 | Aspirators, Airway | SH Aspirators | Aspirators, Airway | Active | MSH | MSH | 1 | Respiratory Therapy | 1st Floor | LAERDAL MEDICAL CORP | 78003020 | 78412269871 | 2024-10-08 | 1200 | 2025-10-08 | Location will be defined by R.T.
1072210 | Aspirators, Airway | SH Aspirators | Aspirators, Airway | Active | MSH | MSH | 1 | Respiratory Therapy | 1st Floor | LAERDAL MEDICAL CORP | 78003020 | 78412269872 | 2024-10-08 | 1200 | 2025-10-08 | Location will be defined by R.T.
1072211 | Aspirators, Airway | SH Aspirators | Aspirators, Airway | Active | MSH | MSH | 1 | Respiratory Therapy | 1st Floor | LAERDAL MEDICAL CORP | 78003020 | 78412269873 | 2024-10-08 | 1200 | 2025-10-08 | Location will be defined by R.T.
1072212 | Aspirators, Airway | SH Aspirators | Aspirators, Airway | Active | MSH | MSH | 1 | Respiratory Therapy | 1st Floor | LAERDAL MEDICAL CORP | 78003020 | 78412269874 | 2024-10-08 | 1200 | 2025-10-08 | Location will be defined by R.T.
1072213 | Aspirators, Airway | SH Aspirators | Aspirators, Airway | Active | MSH | MSH | 1 | Respiratory Therapy | 1st Floor | LAERDAL MEDICAL CORP | 78003020 | 78412269875 | 2024-10-08 | 1200 | 2025-10-08 | Location will be defined by R.T.
1072214 | Aspirators, Airway | SH Aspirators | Aspirators, Airway | Active | MSH | MSH | 1 | Respiratory Therapy | 1st Floor | LAERDAL MEDICAL CORP | 78003020 | 78412269876 | 2024-10-08 | 1200 | 2025-10-08 | Location will be defined by R.T.
1072215 | Aspirators, Airway | SH Aspirators | Aspirators, Airway | Active | MSH | MSH | 1 | Respiratory Therapy | 1st Floor | LAERDAL MEDICAL CORP | 78003020 | 78412269877 | 2024-10-08 | 1200 | 2025-10-08 | Location will be defined by R.T.
1072216 | Aspirators, Airway | SH Aspirators | Aspirators, Airway | Active | MSH | MSH | 1 | Respiratory Therapy | 1st Floor | LAERDAL MEDICAL CORP | 78003020 | 78412269878 | 2024-10-08 | 1200 | 2025-10-08 | Location will be defined by R.T.
1072217 | Aspirators, Airway | SH Aspirators | Aspirators, Airway | Active | MSH | MSH | 1 | Respiratory Therapy | 1st Floor | LAERDAL MEDICAL CORP | 78003020 | 78412269879 | 2024-10-08 | 1200 | 2025-10-08 | Location will be defined by R.T.
1072219 | Aspirators, Airway | SH Aspirators | Aspirators, Airway | Active | MSH | MSH | 1 | Respiratory Therapy | 1st Floor | LAERDAL MEDICAL CORP | 78003020 | 78452271141 | 2024-10-08 | 1200 | 2025-10-08 | Location will be defined by R.T.
1072220 | Aspirators, Airway | SH Aspirators | Aspirators, Airway | Active | MSH | MSH | 1 | Respiratory Therapy | 1st Floor | LAERDAL MEDICAL CORP | 78003020 | 78452271142 | 2024-10-08 | 1200 | 2025-10-08 | Location will be defined by R.T.
1072221 | Aspirators, Airway | SH Aspirators | Aspirators, Airway | Active | MSH | MSH | 1 | Respiratory Therapy | 1st Floor | LAERDAL MEDICAL CORP | 78003020 | 78452271143 | 2024-10-08 | 1200 | 2025-10-08 | Location will be defined by R.T.
1072222 | Aspirators, Airway | SH Aspirators | Aspirators, Airway | Active | MSH | MSH | 1 | Respiratory Therapy | 1st Floor | LAERDAL MEDICAL CORP | 78003020 | 78452271144 | 2024-10-08 | 1200 | 2025-10-08 | Location will be defined by R.T.
1072223 | Aspirators, Airway | SH Aspirators | Aspirators, Airway | Active | MSH | MSH | 1 | Respiratory Therapy | 1st Floor | LAERDAL MEDICAL CORP | 78003020 | 78452271145 | 2024-10-08 | 1200 | 2025-10-08 | Location will be defined by R.T.
1072224 | Aspirators, Airway | SH Aspirators | Aspirators, Airway | Active | MSH | MSH | 1 | Respiratory Therapy | 1st Floor | LAERDAL MEDICAL CORP | 78003020 | 78452271146 | 2024-10-08 | 1200 | 2025-10-08 | Location will be defined by R.T.
1072225 | Aspirators, Airway | SH Aspirators | Aspirators, Airway | Active | MSH | MSH | 1 | Respiratory Therapy | 1st Floor | LAERDAL MEDICAL CORP | 78003020 | 78452271147 | 2024-10-08 | 1200 | 2025-10-08 | Location will be defined by R.T.
1072226 | Aspirators, Airway | SH Aspirators | Aspirators, Airway | Active | MSH | MSH | 1 | Respiratory Therapy | 1st Floor | LAERDAL MEDICAL CORP | 78003020 | 78452271148 | 2024-10-08 | 1200 | 2025-10-08 | Location will be defined by R.T.
1072227 | Aspirators, Airway | SH Aspirators | Aspirators, Airway | Active | MSH | MSH | 1 | Respiratory Therapy | 1st Floor | LAERDAL MEDICAL CORP | 78003020 | 78452271149 | 2024-10-08 | 1200 | 2025-10-08 | Location will be defined by R.T.
1072228 | Aspirators, Airway | SH Aspirators | Aspirators, Airway | Active | MSH | MSH | 1 | Respiratory Therapy | 1st Floor | LAERDAL MEDICAL CORP | 78003020 | 78472271973 | 2024-10-08 | 1200 | 2025-10-08 | Location will be defined by R.T.
1072229 | Aspirators, Airway | SH Aspirators | Aspirators, Airway | Active | MSH | MSH | 1 | Respiratory Therapy | 1st Floor | LAERDAL MEDICAL CORP | 78003020 | 78472271974 | 2024-10-08 | 1200 | 2025-10-08 | Location will be defined by R.T.
1072230 | Aspirators, Airway | SH Aspirators | Aspirators, Airway | Active | MSH | MSH | 1 | Respiratory Therapy | 1st Floor | LAERDAL MEDICAL CORP | 78003020 | 78472271975 | 2024-10-08 | 1200 | 2025-10-08 | Location will be defined by R.T.
1072231 | Aspirators, Airway | SH Aspirators | Aspirators, Airway | Active | MSH | MSH | 1 | Respiratory Therapy | 1st Floor | LAERDAL MEDICAL CORP | 78003020 | 78472271976 | 2024-10-08 | 1200 | 2025-10-08 | Location will be defined by R.T.
1072232 | Aspirators, Airway | SH Aspirators | Aspirators, Airway | Active | MSH | MSH | 1 | Respiratory Therapy | 1st Floor | LAERDAL MEDICAL CORP | 78003020 | 78472271977 | 2024-10-08 | 1200 | 2025-10-08 | Location will be defined by R.T.
1072233 | Aspirators, Airway | SH Aspirators | Aspirators, Airway | Active | MSH | MSH | 1 | Respiratory Therapy | 1st Floor | LAERDAL MEDICAL CORP | 78003020 | 78472271978 | 2024-10-08 | 1200 | 2025-10-08 | Location will be defined by R.T.
1072234 | Aspirators, Airway | SH Aspirators | Aspirators, Airway | Active | MSH | MSH | 1 | Respiratory Therapy | 1st Floor | LAERDAL MEDICAL CORP | 78003020 | 78472271979 | 2024-10-08 | 1200 | 2025-10-08 | Location will be defined by R.T.
1072235 | Aspirators, Airway | SH Aspirators | Aspirators, Airway | Active | MSH | MSH | 1 | Respiratory Therapy | 1st Floor | LAERDAL MEDICAL CORP | 78003020 | 78472271980 | 2024-10-08 | 1200 | 2025-10-08 | Location will be defined by R.T.
1072236 | Aspirators, Airway | SH Aspirators | Aspirators, Airway | Active | MSH | MSH | 1 | Respiratory Therapy | 1st Floor | LAERDAL MEDICAL CORP | 78003020 | 78472271981 | 2024-10-08 | 1200 | 2025-10-08 | Location will be defined by R.T.
1072237 | Aspirators, Airway | SH Aspirators | Aspirators, Airway | Active | MSH | MSH | 1 | Respiratory Therapy | 1st Floor | LAERDAL MEDICAL CORP | 78003020 | 78472271982 | 2024-10-08 | 1200 | 2025-10-08 | Location will be defined by R.T.
1072238 | Aspirators, Airway | SH Aspirators | Aspirators, Airway | Active | MSH | MSH | 1 | Respiratory Therapy | 1st Floor | LAERDAL MEDICAL CORP | 78003020 | 78472271983 | 2024-10-08 | 1200 | 2025-10-08 | Location will be defined by R.T.
1072239 | Aspirators, Airway | SH Aspirators | Aspirators, Airway | Active | MSH | MSH | 1 | Respiratory Therapy | 1st Floor | LAERDAL MEDICAL CORP | 78003020 | 78472271984 | 2024-10-08 | 1200 | 2025-10-08 | Location will be defined by R.T.
1072240 | Aspirators, Airway | SH Aspirators | Aspirators, Airway | Active | MSH | MSH | 1 | Respiratory Therapy | 1st Floor | LAERDAL MEDICAL CORP | 78003020 | 78472271985 | 2024-10-08 | 1200 | 2025-10-08 | Location will be defined by R.T.
1072241 | Aspirators, Airway | SH Aspirators | Aspirators, Airway | Active | MSH | MSH | 1 | Respiratory Therapy | 1st Floor | LAERDAL MEDICAL CORP | 78003020 | 78472271986 | 2024-10-08 | 1200 | 2025-10-08 | Location will be defined by R.T.
1072242 | Aspirators, Airway | SH Aspirators | Aspirators, Airway | Active | MSH | MSH | 1 | Respiratory Therapy | 1st Floor | LAERDAL MEDICAL CORP | 78003020 | 78472271987 | 2024-10-08 | 1200 | 2025-10-08 | Location will be defined by R.T.
1072243 | Aspirators, Airway | SH Aspirators | Aspirators, Airway | Active | MSH | MSH | 1 | Respiratory Therapy | 1st Floor | LAERDAL MEDICAL CORP | 78003020 | 78472271988 | 2024-10-08 | 1200 | 2025-10-08 | Location will be defined by R.T.
1072244 | Aspirators, Airway | SH Aspirators | Aspirators, Airway | Active | MSH | MSH | 1 | Respiratory Therapy | 1st Floor | LAERDAL MEDICAL CORP | 78003020 | 78472271991 | 2024-10-08 | 1200 | 2025-10-08 | Location will be defined by R.T.
1072245 | Aspirators, Airway | SH Aspirators | Aspirators, Airway | Active | MSH | MSH | 1 | Respiratory Therapy | 1st Floor | LAERDAL MEDICAL CORP | 78003020 | 78472271997 | 2024-10-08 | 1200 | 2025-10-08 | Location will be defined by R.T.
1072246 | Aspirators, Airway | SH Aspirators | Aspirators, Airway | Active | MSH | MSH | 1 | Respiratory Therapy | 1st Floor | LAERDAL MEDICAL CORP | 78003020 | 78472272005 | 2024-10-08 | 1200 | 2025-10-08 | Location will be defined by R.T.
1072247 | Aspirators, Airway | SH Aspirators | Aspirators, Airway | Active | MSH | MSH | 1 | Respiratory Therapy | 1st Floor | LAERDAL MEDICAL CORP | 78003020 | 78472272058 | 2024-10-08 | 1200 | 2025-10-08 | Location will be defined by R.T.
1072248 | Aspirators, Airway | SH Aspirators | Aspirators, Airway | Active | MSH | MSH | 1 | Respiratory Therapy | 1st Floor | LAERDAL MEDICAL CORP | 78003020 | 78472272061 | 2024-10-08 | 1200 | 2025-10-08 | Location will be defined by R.T.
1072249 | Aspirators, Airway | SH Aspirators | Aspirators, Airway | Active | MSH | MSH | 1 | Respiratory Therapy | 1st Floor | LAERDAL MEDICAL CORP | 78003020 | 78472272062 | 2024-10-08 | 1200 | 2025-10-08 | Location will be defined by R.T.
1072250 | Aspirators, Airway | SH Aspirators | Aspirators, Airway | Active | MSH | MSH | 1 | Respiratory Therapy | 1st Floor | LAERDAL MEDICAL CORP | 78003020 | 78472272063 | 2024-10-08 | 1200 | 2025-10-08 | Location will be defined by R.T.
1072251 | Aspirators, Airway | SH Aspirators | Aspirators, Airway | Active | MSH | MSH | 1 | Respiratory Therapy | 1st Floor | LAERDAL MEDICAL CORP | 78003020 | 78472272064 | 2024-10-08 | 1200 | 2025-10-08 | Location will be defined by R.T.
1072284 | Thermometers, Electronic | Thermometers | Thermometers, Electronic | Active | MSH | MSH | 17U | NICU | NICU | Welch Allyn | 692-Sure Temp Plus | 24415235 | 2024-11-05 |  | 2025-11-05
1072285 | Thermometers, Electronic | Thermometers | Thermometers, Electronic | Active | MSH | MSH | 17U | NICU | NICU | Welch Allyn | 692-Sure Temp Plus | 24415263 | 2024-11-05 |  | 2025-11-05
1072286 | Thermometers, Electronic | Thermometers | Thermometers, Electronic | Active | MSH | MSH | 17U | NICU | NICU | Welch Allyn | 692-Sure Temp Plus | 24415236 | 2024-11-05 |  | 2025-11-05
1072287 | Thermometers, Electronic | Thermometers | Thermometers, Electronic | Active | MSH | MSH | 17U | NICU | NICU | Welch Allyn | 692-Sure Temp Plus | 24415238 | 2024-11-05 |  | 2025-11-05
1072288 | Thermometers, Electronic | Thermometers | Thermometers, Electronic | Active | MSH | MSH | 17U | NICU | NICU | Welch Allyn | 692-Sure Temp Plus | 24415227 | 2024-11-05 |  | 2025-11-05
1072289 | Thermometers, Electronic | Thermometers | Thermometers, Electronic | Active | MSH | MSH | 17U | NICU | NICU | Welch Allyn | 692-Sure Temp Plus | 24415248 | 2024-11-05 |  | 2025-11-05
1072290 | Thermometers, Electronic | Thermometers | Thermometers, Electronic | Active | MSH | MSH | 17U | NICU | NICU | Welch Allyn | 692-Sure Temp Plus | 24415247 | 2024-11-05 |  | 2025-11-05
1072291 | Thermometers, Electronic | Thermometers | Thermometers, Electronic | Active | MSH | MSH | 17U | NICU | NICU | Welch Allyn | 692-Sure Temp Plus | 24415231 | 2024-11-05 |  | 2025-11-05
1072292 | Thermometers, Electronic | Thermometers | Thermometers, Electronic | Active | MSH | MSH | 17U | NICU | NICU | Welch Allyn | 692-Sure Temp Plus | 24415249 | 2024-11-05 |  | 2025-11-05
1072293 | Thermometers, Electronic | Thermometers | Thermometers, Electronic | Active | MSH | MSH | 17U | NICU | NICU | Welch Allyn | 692-Sure Temp Plus | 24415230 | 2024-11-05 |  | 2025-11-05
1072313 | Humidifiers, Artificial Airway, Heated | SH Humidifiers | Humidifiers, Artificial Airway, Heated | Active | MSH | MSH | 7 | Respiratory Therapy | OR | FISHER & PAYKEL MEDICAL INC | 950JUS-FPH950 | 240125041316 | 2024-11-18 |  | 2025-11-08 | See attachment for additional information
1072372 | Monitors, Vital Signs | Monitors, Vital Signs | Monitors, Vital Signs | Active | MSH | MSH | 16N | 16N Med/Surg Temp Surge | 16th Floor - North Side | MASIMO | Root | 2000082061 | 2024-11-22
1072376 | Ultrasound - POCUS | Scanning Systems | Scanning Systems, Ultrasonic | Active | MSH | MSH | 17U | NICU | 17 - University | SonoSite (FujiFilm) | VEVO MD | tbd | 2024-12-02 |  |  | Demo for NICU
1072380 | Lights, Examination, Ceiling-Mounted | Lights | Lights, Examination, Ceiling-Mounted | Active | MSH | MSH | 4 | GASTROENTEROLOGY AND SURGERY | 4 | MAQUET SAS A Getinge Group Co | Lucea50-LCA50 | 511906 | 2024-07-01 |  |  | Head arm SN - 511289
1072381 | Lights, Examination, Ceiling-Mounted | Lights | Lights, Examination, Ceiling-Mounted | Active | MSH | MSH | 4 | GASTROENTEROLOGY AND SURGERY | North Pod | MAQUET SAS A Getinge Group Co | Lucea50-LCA50 | 511909 | 2024-07-01 |  |  | Head arm SN - 511289
1072382 | Lights, Examination, Ceiling-Mounted | Lights | Lights, Examination, Ceiling-Mounted | Active | MSH | MSH | 4 | GASTROENTEROLOGY AND SURGERY | North Pod | MAQUET SAS A Getinge Group Co | Lucea50-LCA50 | 511904 | 2024-07-01 |  |  | Head arm SN - 511289
1072384 | Lights, Examination, Ceiling-Mounted | Lights | Lights, Examination, Ceiling-Mounted | Active | MSH | MSH | 4 | GASTROENTEROLOGY AND SURGERY | North Pod | MAQUET SAS A Getinge Group Co | Lucea50-LCA50 | 511908 | 2024-07-01
1072401 | Treatment Cabinet | Treatment Cabinet | Treatment Cabinet | Active | MSH | MSH | 4 | ENT Clinic | 4 | Dulong Medtech | SMR Maxi | 403782-1 | 2024-11-28 | 5001 | 2025-11-28
1072402 | Treatment Cabinet | Treatment Cabinet | Treatment Cabinet | Active | MSH | MSH | 4 | ENT Clinic | 4 | Dulong Medtech | SMR Maxi | 403504-1 | 2024-11-28 | 5001 | 2025-11-28
1072405 | Navigation System, Surgical | Navigation System | Navigation System, Surgical | Active | MSH | MSH | 7 | SURGICAL SUITE (COMBINED WITH CYSTO) | OR | MOLLI Surgical Inc. | MOLLI Tablet - MT1001 | 3080 | 2024-11-29 |  | 2025-11-29 | Molli Wand SN SN0210 SN SN0211 SN SN0212
11353 | Image Storage Devices, Fluoroscopic | Image Storage Devices | Image Storage Devices, Fluoroscopic | Active | MSH | MSH | MSH | Gynaecology-OPG |  | Matrix Instruments | 1020 | 1020-9-0012-083 |  | 10001 |  | F#0H30-86-R76
11655 | Stretchers, Mobile, Hospital, Patient Transfer | Stretchers | Stretchers, Mobile, Hospital, Patient Transfer | Active | MSH | MSH | MSH | Medical Imaging |  | Medical Products | 5F | 1410 |  | 1001 |  | Duplicate ME number reassigned to 530457
120000 | Aspirators, Emergency | Aspirators | Aspirators, Emergency | Active | BH | BH | CSR | Bridgepoint | Basement (CSR) | Mettler Tolido | XLR8 | X07023 | 2016-03-30 | 0 | 2017-03-30
120001 | Aspirators, Emergency | Aspirators | Aspirators, Emergency | Active | BH | BH | CSR | Bridgepoint | Basement (CSR) | Mettler Tolido | XLR8 | X07625 | 2016-03-30 | 0 | 2017-03-30
120002 | Aspirators, Emergency | Aspirators | Aspirators, Emergency | Active | BH | BH | CSR | Bridgepoint | Basement (CSR) | Mettler Tolido | XLR8 | X09399 | 2016-03-30 | 0 | 2017-03-30
120003 | Aspirators, Emergency | Aspirators | Aspirators, Emergency | Active | BH | BH | CSR | Bridgepoint | Basement (CSR) | Mettler Tolido | XLR8 | X09513 | 2016-03-30 | 0 | 2017-03-30
120004 | Aspirators, Emergency | Aspirators | Aspirators, Emergency | Active | BH | BH | CSR | Bridgepoint | Basement (CSR) | Mettler Tolido | XLR8 | X07483 | 2016-03-30 | 0 | 2017-03-30
120005 | Aspirators, Emergency | Aspirators | Aspirators, Emergency | Active | BH | BH | CSR | Bridgepoint | Basement (CSR) | Mettler Tolido | XLR8PLUS | XP02231 | 2016-03-30 | 0 | 2017-03-30
120006 | Aspirators, Emergency | Aspirators | Aspirators, Emergency | Active | BH | BH | CSR | Bridgepoint | Basement (CSR) | Mettler Tolido | XLR8PLUS | XP02232 | 2016-03-30 | 0 | 2017-03-30
120007 | Monitors, Vital Signs | Monitors, Vital Signs | Monitors, Vital Signs | Active | BH | BH | BP | Bridgepoint | Ambulatory Care | Welch Allyn | SPOT 420 | 201622187 | 2016-03-04 | 0 | 2017-03-04
120008 | Monitors, Vital Signs | Monitors, Vital Signs | Monitors, Vital Signs | Active | BH | BH | 2N | Bridgepoint | 2nd Floor - North Side | Welch Allyn | SPOT 420 | 201622101 | 2016-03-04 | 0 | 2017-03-04
120009 | Monitors, Vital Signs | Monitors, Vital Signs | Monitors, Vital Signs | Active | BH | BH | 2S | Bridgepoint | 2nd Floor - South Side | Welch Allyn | SPOT 420 | 201622198 | 2016-03-04 | 0 | 2017-03-04
120010 | Monitors, Vital Signs | Monitors, Vital Signs | Monitors, Vital Signs | Active | BH | BH | 3N | Bridgepoint | 3rd Floor - North Side | Welch Allyn | SPOT 420 | 201622205 | 2016-03-04 | 0 | 2017-03-04
120011 | Monitors, Vital Signs | Monitors, Vital Signs | Monitors, Vital Signs | Active | BH | BH | 3S | Bridgepoint | 3rd Floor - South Side | Welch Allyn | SPOT 420 | 2016222383 | 2016-03-04 | 0 | 2017-03-04
120014 | Monitors, Vital Signs | Monitors, Vital Signs | Monitors, Vital Signs | Active | BH | BH | 9N | Bridgepoint | 9th Floor - North Side | Welch Allyn | SPOT 420 | 201622196 | 2016-03-04 | 0 | 2017-03-04
120015 | Monitors, Vital Signs | Monitors, Vital Signs | Monitors, Vital Signs | Active | BH | BH | 9S | Bridgepoint | 9th Floor - South Side | Welch Allyn | SPOT 420 | 201622099 | 2016-03-04 | 0 | 2017-03-04
120017 | Monitors, Vital Signs | Monitors, Vital Signs | Monitors, Vital Signs | Active | BH | BH | 6S | Bridgepoint | 6th Floor - South Side | Welch Allyn | SPOT 420 | 201621980 | 2016-03-04 | 0 | 2017-03-04
120018 | Monitors, Vital Signs | Monitors, Vital Signs | Monitors, Vital Signs | Active | BH | BH | 7N | Bridgepoint | 7th Floor - North Side | Welch Allyn | SPOT 420 | 201621318 | 2016-03-04 | 0 | 2017-03-04
120019 | Monitors, Vital Signs | Monitors, Vital Signs | Monitors, Vital Signs | Active | BH | BH | 7S | Bridgepoint | 7th Floor - South Side | Welch Allyn | SPOT 420 | 201621983 | 2016-03-04 | 0 | 2017-03-04
120021 | Monitors, Vital Signs | Monitors, Vital Signs | Monitors, Vital Signs | Active | BH | BH | 8S | Bridgepoint | 8th Floor - South Side | Welch Allyn | SPOT 420 | 201622202 | 2016-03-04 | 0 | 2017-03-04
120022 | Aspirators, Emergency | Aspirators | Aspirators, Emergency | Active | BH | BH | CSR | Bridgepoint | Basement (CSR) | Mettler Tolido | XLR8 | X08755 | 2016-03-30 | 0 | 2017-03-30
120023 | Aspirators, Emergency | Aspirators | Aspirators, Emergency | Active | BH | BH | CSR | Bridgepoint | Basement (CSR) | Mettler Tolido | XLR8PLUS | XP02688 | 2016-08-24 | 0 | 2017-08-24
120024 | Aspirators, Emergency | Aspirators | Aspirators, Emergency | Active | BH | BH | CSR | Bridgepoint | Basement (CSR) | Mettler Tolido | XLR8PLUS | XP02689 | 2016-08-24 | 0 | 2017-08-24
120025 | Aspirators, Emergency | Aspirators | Aspirators, Emergency | Active | BH | BH | CSR | Bridgepoint | Basement (CSR) | Mettler Tolido | XLR8PLUS | XP02706 | 2016-08-24 | 0 | 2017-08-24
120026 | Aspirators, Emergency | Aspirators | Aspirators, Emergency | Active | BH | BH | CSR | Bridgepoint | Basement (CSR) | Mettler Tolido | XLR8PLUS | XP02709 | 2016-08-24 | 0 | 2017-08-24
120027 | Aspirators, Emergency | Aspirators | Aspirators, Emergency | Active | BH | BH | CSR | Bridgepoint | Basement (CSR) | Mettler Tolido | XLR8PLUS | XP02705 | 2016-08-24 | 0 | 2017-08-24
120028 | Aspirators, Emergency | Aspirators | Aspirators, Emergency | Active | BH | BH | CSR | Bridgepoint | Basement (CSR) | Mettler Tolido | XLR8PLUS | XP02707 | 2016-08-24 | 0 | 2017-08-24
120029 | Aspirators, Emergency | Aspirators | Aspirators, Emergency | Active | BH | BH | CSR | Bridgepoint | Basement (CSR) | Mettler Tolido | XLR8PLUS | XP02708 | 2016-08-24 | 0 | 2017-08-24
12203 | Ultrasound | Scanning Systems | Scanning Systems, Ultrasonic, Obstetric/Gynecologic | Active | MSH | MSH | 17U | NICU | NICU | Aloka | UGR-23 | 31M4457 | 2017-02-03 | 25001 |  | F#A34-172-R5
129 | Nitric Oxide Delivery Units | Nitric Oxide Delivery Units | Nitric Oxide Delivery Units | Active | MSH | MSH | MSH | Respiratory Therapy | RESPIRATORY THERAPY | Datex-Ohmeda | INOVENT | CCCJ00129 | 2005-12-02 | 5001 | 2006-12-02 | LOANER PM responsibilty of RT
14838 | Power Supplies | Power Supplies | Power Supplies | Active | MSH | MSH | 1 | Biomedical Engineering | Biomedical Eng. | Anatek Electronics | 25-2D | 1196 |  | 101 |  | BIOMED TEST
14878 | Otoscopes | Otoscopes | Otoscopes | Active | MSH | MSH | 3 | Emergency | Emergency | Welch Allyn | 74710 |  |  | 501
22449 | Light Sources, Fiberoptic | Light Sources | Light Sources, Fiberoptic | Active | MSH | MSH | 4 | ENT Clinic | 4 | OLYMPUS CORP MEDICAL INSTRUMENT DIV | CLK-4 | 8411123 | 1995-03-31 | 2001 | 1996-03-31 | CSA. CLASS 2G
22691 | Air-oxygen Blender | Air-oxygen Blender | Air-oxygen Blender | Active | MSH | MSH | 17U | Respiratory Therapy | NICU | Sechrist Industries | 3500HL - Air-Oxygen Mixer | H38741 | 1997-12-18 | 1001 | 2000-12-18 | NICU LEV 2
22692 | Air-oxygen Blender | Air-oxygen Blender | Air-oxygen Blender | Active | MSH | MSH | MSH | Respiratory Therapy | RESPIRATORY THERAPY | Sechrist Industries | 3500HL - Air-Oxygen Mixer | H38743 | 1997-12-18 | 1001 | 2000-12-18 | NICU LEV 2
22696 | Spirometers, Diagnostic | Spirometers | Spirometers, Diagnostic | Active | MSH | MSH | MSH | Respiratory Therapy | RESPIRATORY THERAPY | unknown |  | 01239 | 1997-12-18 | 5001 | 2000-12-18 | LOCATION RESP.T. RM 117 RT support responsibility
25230 | Chairs, Examination/Treatment | Chairs | Chairs, Examination/Treatment | Active | MSH | MSH | MSH | ENT Clinic |  | DMI | 219AIB | 7814 | 1988-10-01 | 2001 |  | F#SA-1500-20152-2
25378 | Cryosurgical Units | Cryosurgical Units | Cryosurgical Units | Active | MSH | MSH | MSH | ENT Clinic |  | FRIGITRONICS OF CONNECTICUT INC | CM73 | N/A |  | 5001
25746 | Ultrasound | Scanning Systems | Scanning Systems, Ultrasonic, Obstetric/Gynecologic | Active | MSH | MSH | MSH | Gynaecology-OPG |  | Aloka | SSD-280LS | 41M7543 | 2017-02-03 | 25001 |  | F#0H30-677-R12
25981 | Air-oxygen Blender | Air-oxygen Blender | Air-oxygen Blender | Active | MSH | MSH | 17U | Respiratory Therapy | NICU | Sechrist Industries | 3500HL - Air-Oxygen Mixer | H19115 | 1998-01-01 | 1001 | 1999-01-01
25986 | Air-oxygen Blender | Air-oxygen Blender | Air-oxygen Blender | Active | MSH | MSH | 17U | Respiratory Therapy | NICU | Sechrist Industries | 3500HL - Air-Oxygen Mixer | H19112 | 1999-01-01 | 1001
25987 | Air-oxygen Blender | Air-oxygen Blender | Air-oxygen Blender | Active | MSH | MSH | 17U | Respiratory Therapy | NICU | Sechrist Industries | 3500HL - Air-Oxygen Mixer | H19113 | 1997-01-01 | 1001 | 1998-01-01
26100 | Air-oxygen Blender | Air-oxygen Blender | Air-oxygen Blender | Active | MSH | MSH | 17U | Respiratory Therapy | NICU | Sechrist Industries | 3500HL - Air-Oxygen Mixer | H38723 | 1997-12-17 | 1001 | 2000-12-17 | NICU
26101 | Air-oxygen Blender | Air-oxygen Blender | Air-oxygen Blender | Active | MSH | MSH | 17U | Respiratory Therapy | NICU | Sechrist Industries | 3500HL - Air-Oxygen Mixer | H38724 | 1997-12-17 | 1001 | 2000-12-17 | LOCATION NICU LEV 2
26102 | Air-oxygen Blender | Air-oxygen Blender | Air-oxygen Blender | Active | MSH | MSH | MSH | Respiratory Therapy | RESPIRATORY THERAPY | Sechrist Industries | 3500HL - Air-Oxygen Mixer | H38725 | 1997-12-17 | 1001 | 2000-12-17 | NICU
26103 | Air-oxygen Blender | Air-oxygen Blender | Air-oxygen Blender | Active | MSH | MSH | 17U | Respiratory Therapy | NICU | Sechrist Industries | 3500HL - Air-Oxygen Mixer | H38726 | 1997-12-17 | 1001 | 2000-12-17 | NICU
26104 | Air-oxygen Blender | Air-oxygen Blender | Air-oxygen Blender | Active | MSH | MSH | MSH | Respiratory Therapy | RESPIRATORY THERAPY | Sechrist Industries | 3500HL - Air-Oxygen Mixer | H38727 | 1997-12-17 | 1001 | 2000-12-17 | NICU
26105 | Air-oxygen Blender | Air-oxygen Blender | Air-oxygen Blender | Active | MSH | MSH | MSH | Respiratory Therapy | RESPIRATORY THERAPY | Sechrist Industries | 3500HL - Air-Oxygen Mixer | H38728 | 1997-12-17 | 1001 | 2000-12-17 | NICU
26106 | Air-oxygen Blender | Air-oxygen Blender | Air-oxygen Blender | Active | MSH | MSH | MSH | Respiratory Therapy | RESPIRATORY THERAPY | Sechrist Industries | 3500HL - Air-Oxygen Mixer | H38729 | 1997-12-17 | 1001 | 2000-12-17 | NICU
26110 | Air-oxygen Blender | Air-oxygen Blender | Air-oxygen Blender | Active | MSH | MSH | 17U | Respiratory Therapy | NICU | Sechrist Industries | 3500HL - Air-Oxygen Mixer | H38733 | 1997-12-17 | 1001 | 2000-12-17 | NICU
26111 | Air-oxygen Blender | Air-oxygen Blender | Air-oxygen Blender | Active | MSH | MSH | 17U | Respiratory Therapy | NICU | Sechrist Industries | 3500HL - Air-Oxygen Mixer | H38734 | 1997-12-17 | 1001 | 1998-12-17
26112 | Air-oxygen Blender | Air-oxygen Blender | Air-oxygen Blender | Active | MSH | MSH | 17U | Respiratory Therapy | NICU | Sechrist Industries | 3500HL - Air-Oxygen Mixer | H38735 | 1997-12-17 | 1001 | 2000-12-17 | NICU
26113 | Air-oxygen Blender | Air-oxygen Blender | Air-oxygen Blender | Active | MSH | MSH | 17U | Respiratory Therapy | NICU | Sechrist Industries | 3500HL - Air-Oxygen Mixer | H38736 | 1997-12-17 | 1001 | 2000-12-17 | NICU LEV 2
26114 | Air-oxygen Blender | Air-oxygen Blender | Air-oxygen Blender | Active | MSH | MSH | 17U | Respiratory Therapy | NICU | Sechrist Industries | 3500HL - Air-Oxygen Mixer | H38737 | 1997-12-17 | 1001 | 2000-12-17 | 7TH LEVEL
26115 | Air-oxygen Blender | Air-oxygen Blender | Air-oxygen Blender | Active | MSH | MSH | MSH | Respiratory Therapy | RESPIRATORY THERAPY | Sechrist Industries | 3500HL - Air-Oxygen Mixer | H38738 | 1997-12-17 | 1001 | 2000-12-17
26116 | Air-oxygen Blender | Air-oxygen Blender | Air-oxygen Blender | Active | MSH | MSH | MSH | Respiratory Therapy | RESPIRATORY THERAPY | Sechrist Industries | 3500HL - Air-Oxygen Mixer | H38739 | 1997-12-17 | 1001 | 2000-12-17
26117 | Air-oxygen Blender | Air-oxygen Blender | Air-oxygen Blender | Active | MSH | MSH | 17U | Respiratory Therapy | NICU | Sechrist Industries | 3500HL - Air-Oxygen Mixer | H38740 | 1997-12-17 | 1001 | 2000-12-17 | NICU LEVEL II
26119 | Air-oxygen Blender | Air-oxygen Blender | Air-oxygen Blender | Active | MSH | MSH | 17U | Respiratory Therapy | NICU | Sechrist Industries | 3500HL - Air-Oxygen Mixer | H38742 | 1997-12-18 | 1001 | 1998-12-18 | NICU
26123 | Air-oxygen Blender | Air-oxygen Blender | Air-oxygen Blender | Active | MSH | MSH | 17U | Respiratory Therapy | NICU | Sechrist Industries | 3500HL - Air-Oxygen Mixer | H38745 | 1997-12-18 | 1001 | 2000-12-18 | NICU LEV 2
26125 | Air-oxygen Blender | Air-oxygen Blender | Air-oxygen Blender | Active | MSH | MSH | MSH | Respiratory Therapy | RESPIRATORY THERAPY | Sechrist Industries | 3500HL - Air-Oxygen Mixer | H38747 | 1997-12-18 | 1001 | 2000-12-18 | NICU
26126 | Air-oxygen Blender | Air-oxygen Blender | Air-oxygen Blender | Active | MSH | MSH | MSH | Respiratory Therapy | RESPIRATORY THERAPY | Sechrist Industries | 3500HL - Air-Oxygen Mixer | H38703 | 1997-12-18 | 1001 | 2000-12-18 | NICU
26127 | Air-oxygen Blender | Air-oxygen Blender | Air-oxygen Blender | Active | MSH | MSH | MSH | Respiratory Therapy | RESPIRATORY THERAPY | Sechrist Industries | 3500HL - Air-Oxygen Mixer | H39704 | 1997-12-18 | 1001 | 2000-12-18 | NICU
26130 | Air-oxygen Blender | Air-oxygen Blender | Air-oxygen Blender | Active | MSH | MSH | MSH | Respiratory Therapy | RESPIRATORY THERAPY | Sechrist Industries | 3500HL - Air-Oxygen Mixer | H38707 | 1997-12-18 | 1001 | 2000-12-18 | NICU LEV 2
26131 | Air-oxygen Blender | Air-oxygen Blender | Air-oxygen Blender | Active | MSH | MSH | 17U | Respiratory Therapy | NICU | Sechrist Industries | 3500HL - Air-Oxygen Mixer | H38708 | 1997-12-18 | 1001 | 1998-12-18 | NICU
26132 | Air-oxygen Blender | Air-oxygen Blender | Air-oxygen Blender | Active | MSH | MSH | 17U | Respiratory Therapy | NICU | Sechrist Industries | 3500HL - Air-Oxygen Mixer | H38709 | 1997-12-18 | 1001 | 2000-12-18 | NICU LEV 2
26135 | Air-oxygen Blender | Air-oxygen Blender | Air-oxygen Blender | Active | MSH | MSH | MSH | Respiratory Therapy | RESPIRATORY THERAPY | Sechrist Industries | 3500HL - Air-Oxygen Mixer | H38752 | 1997-12-18 | 1001 | 2000-12-18 | NICU
26136 | Air-oxygen Blender | Air-oxygen Blender | Air-oxygen Blender | Active | MSH | MSH | MSH | Respiratory Therapy | RESPIRATORY THERAPY | Sechrist Industries | 3500HL - Air-Oxygen Mixer | H38753 | 1997-12-18 | 1001 | 2000-12-18 | 7th level
26142 | Air-oxygen Blender | Air-oxygen Blender | Air-oxygen Blender | Active | MSH | MSH | 17U | Respiratory Therapy | NICU | Sechrist Industries | 3500HL - Air-Oxygen Mixer | H38759 | 1997-12-18 | 1001 | 2000-12-18 | NICU LEV 2
26146 | Air-oxygen Blender | Air-oxygen Blender | Air-oxygen Blender | Active | MSH | MSH | 17U | Respiratory Therapy | NICU | Sechrist Industries | 3500HL - Air-Oxygen Mixer | H38763 | 1997-12-18 | 1001 | 2000-12-18 | NICU LEV 2
26147 | Air-oxygen Blender | Air-oxygen Blender | Air-oxygen Blender | Active | MSH | MSH | 17U | Respiratory Therapy | NICU | Sechrist Industries | 3500HL - Air-Oxygen Mixer | H38764 | 1997-12-18 | 1001 | 2000-12-18 | NICU
26148 | Air-oxygen Blender | Air-oxygen Blender | Air-oxygen Blender | Active | MSH | MSH | MSH | Respiratory Therapy | RESPIRATORY THERAPY | Sechrist Industries | 3500HL - Air-Oxygen Mixer | H38765 | 1997-12-18 | 1001 | 2000-12-18
26150 | Air-oxygen Blender | Air-oxygen Blender | Air-oxygen Blender | Active | MSH | MSH | 17U | Respiratory Therapy | NICU | Sechrist Industries | 3500HL - Air-Oxygen Mixer | H38767 | 1997-12-18 | 1001 | 2000-12-18 | NICU LEV 2
26151 | Air-oxygen Blender | Air-oxygen Blender | Air-oxygen Blender | Active | MSH | MSH | MSH | Respiratory Therapy | RESPIRATORY THERAPY | Sechrist Industries | 3500HL - Air-Oxygen Mixer | H38768 | 1997-12-18 | 1001 | 2000-12-18 | NICU
26152 | Air-oxygen Blender | Air-oxygen Blender | Air-oxygen Blender | Active | MSH | MSH | MSH | Respiratory Therapy | RESPIRATORY THERAPY | Sechrist Industries | 3500HL - Air-Oxygen Mixer | H38769 | 1997-12-18 | 1001 | 1998-12-18 | 7TH LEVEL
26153 | Air-oxygen Blender | Air-oxygen Blender | Air-oxygen Blender | Active | MSH | MSH | MSH | Respiratory Therapy | RESPIRATORY THERAPY | Sechrist Industries | 3500HL - Air-Oxygen Mixer | H38770 | 1997-12-18 | 1001 | 2000-12-18 | NICU LEV 2
26154 | Air-oxygen Blender | Air-oxygen Blender | Air-oxygen Blender | Active | MSH | MSH | MSH | Respiratory Therapy | RESPIRATORY THERAPY | Sechrist Industries | 3500HL - Air-Oxygen Mixer | H38771 | 1997-12-18 | 1001 | 2000-12-18 | NICU
26180 | Treadmills | Treadmills | Treadmills | Active | MSH | MSH | MSH | Sleep Lab | SLEEP LAB | GE Healthcare | T2000 | D8Y52178M | 1998-05-11 | 9000 | 1999-05-11 | CSA 601.1 UL 2601-1
26181 | LASERS, SURGICAL, CARBON DIOXIDE | Lasers | LASERS, SURGICAL, CARBON DIOXIDE | Active | MSH | MSH | 7 | SURGICAL SUITE (COMBINED WITH CYSTO) | 7th Floor | Laser Engineering | MD 30D | 1087 | 1998-05-26 | 50001 | 1999-05-26
26220 | Lights, Examination | Lights | Lights, Examination | Active | MSH | MSH | 17U | NICU | NICU | Welch Allyn | LS200 | N/A | 1998-11-01 | 501 | 1999-11-01
26230 | Air-oxygen Blender | Air-oxygen Blender | Air-oxygen Blender | Active | MSH | MSH | 17U | Respiratory Therapy | NICU | Sechrist Industries | 3500HL - Air-Oxygen Mixer | H40685 | 1998-08-10 | 1001 | 1999-08-10
26231 | Air-oxygen Blender | Air-oxygen Blender | Air-oxygen Blender | Active | MSH | MSH | 17U | Respiratory Therapy | NICU | Sechrist Industries | 3500HL - Air-Oxygen Mixer | H40684 | 1998-08-10 | 1001 | 1999-08-10
26558 | Testers | Testers | Testers | Active | MSH | MSH | 1 | Biomedical Engineering | Biomedical Eng. | Datrend | SENSITEST | ST98080030 | 1998-11-19 | 5001 | 1999-11-19 | SpO2 sensor tester From Datrend's website, this unit does not require calibration.
26791 | Electrosurgical Units | Electrosurgical Units | Electrosurgical Units | Active | MSH | MSH | 4 | ENT Clinic | 4 | Valleylab Covidien Div Covidien (US) | FORCE FX | F8K7965A | 1999-01-15 | 12001 | 2006-01-15
26794 | Electrosurgical Units | Electrosurgical Units | Electrosurgical Units | Active | MSH | MSH | 4 | Dr. Z. Cohen, rm 448 | Dr. Z. Cohen, rm 448 4th Flr | Valleylab Covidien Div Covidien (US) | FORCE FX | F8K8151A | 1999-01-15 | 12001 | 2006-01-15
26795 | Electrosurgical Units | Electrosurgical Units | Electrosurgical Units | Active | MSH | OPG | 8th Floor | Women's Unit-OPG | Women's Unit | Valleylab Covidien Div Covidien (US) | FORCE FX | F8K7960A | 1999-01-15 | 12001 | 2006-01-15 | Room# 8-912
26798 | Electrosurgical Units | Electrosurgical Units | Electrosurgical Units | Active | MSH | MSH | 12N | MKBC Clinic | MKBC Clinic | Valleylab Covidien Div Covidien (US) | FORCE FX | F8K7961A | 1999-01-15 | 12001 | 2006-01-15 | Location: Room 1260
26822 | Display Monitor, Flat Panel | Display Monitor | Display Monitor, Flat Panel | Active | MSH | MSH | MSH | Gynaecology-OPG |  | PANASONIC INDUSTRIAL CO | WV-5370 | 64I02529 | 1986-09-09 | 1001 |  | F#10432-2
26823 | Display Monitor, Flat Panel | Display Monitor | Display Monitor, Flat Panel | Active | MSH | MSH | MSH | Gynaecology-OPG |  | PANASONIC INDUSTRIAL CO | WV-5370 | 64I02473 | 1986-09-09 | 1001
26829 | Physiologic Monitor Modules, Invasive Blood Pressure | Physiologic Monitor Modules | Physiologic Monitor Modules, Invasive Blood Pressure | Active | MSH | MSH | 17U | NICU | NICU | Philips Healthcare | M1006B | 3436A11371 | 2001-01-01 | 2001 | 2002-01-01 | Repaired exchange Olde SN# 3805G49109
26873 | Transformers, Constant Voltage | Transformers | Transformers, Constant Voltage | Active | MSH | MSH | MSH | Medical Imaging | OR | Toroid | ISB-120A | A0672 | 1998-10-01 | 501 | 1999-10-01 | ON PACS SYSTEM CARTS
26901 | Monitors, Vital Signs | Monitors, Vital Signs | Monitors, Vital Signs | Active | MSH | MSH | 17U | NICU | NICU | PROTOCOL SYSTEMS INC | 204EL | DA014079 | 2001-08-21 | 15001 | 2001-08-21 | BATTERY, SLA
26947 | Light Sources, Fiberoptic, Rigid Endoscopic/Multipurpose | Light Sources | Light Sources, Fiberoptic, Rigid Endoscopic/Multipurpose | Active | MSH | MSH | 7 | SURGICAL SUITE (COMBINED WITH CYSTO) | OR | Welch Allyn | SOLARC 49501 | N/A | 1999-08-05 | 3500 | 2000-08-04
27135 | Treadmills | Treadmills | Treadmills | Active | MSH | MSH | MSH | ECG Unit | ECHOCARDIOLOGY | GE Healthcare |  | J6U30159P | 1986-11-01 | 8001 |  | F#WITH 27136 SYS. PO#63640
27934 | Ultrasound | Scanning Systems | Scanning Systems, Ultrasonic, Obstetric/Gynecologic | Active | MSH | MSH | 17U | NICU | NICU | Aloka | SSD-630 | 91 M 9278 | 2017-02-03 | 25001
27958 | Cameras, Video | Cameras | Cameras, Video | Active | MSH | MSH | MSH | EOPS | E.O.P.S. | CIRCON ACMI | MD2 MV 9348 | 501-02-690 | 1995-04-04 | 3001 | 1996-04-04
28772 | Monitors, Vital Signs | Monitors, Vital Signs | Monitors, Vital Signs | Active | MSH | MSH | MSH | Cath Lab | CATH LAB | PROTOCOL SYSTEMS INC | 102EL | TE02020/TDO3145 | 1992-03-31 | 20001 | 1993-03-31 | BATTERY, SLA FILE CABINET BY LEO, 1ST DRAWER.
28805 | Oxygen Meters | Oxygen Meters | Oxygen Meters | Active | MSH | MSH | MSH | Cath Lab | CATH LAB | Waters Instruments | MRM-2 | 442 | 1992-05-29 | 16000 | 1993-05-29 | F#15043-80
28876 | Catheters, Spinal, Epidural, Anesthetic | Catheters | Catheters, Spinal, Epidural, Anesthetic | Active | MSH | MSH | MSH | Cath Lab | CATH LAB | Cardio-Dynamics | SIGMA 5 DF | SL 16092 DF | 1993-01-03 | 501 | 1994-01-03 | LABEL # 927228
28935 | Controllers | Controllers | Controllers | Active | MSH | MSH | MSH | Cath Lab | CATH LAB |  |  | 308R(1991) | 1992-09-08 | 5001 | 1993-09-28 | pressure interface
292 | Nitric Oxide Delivery Units | Nitric Oxide Delivery Units | Nitric Oxide Delivery Units | Active | MSH | MSH | MSH | Respiratory Therapy | RESPIRATORY THERAPY | Datex-Ohmeda | INOVENT | CCAC00292 | 2005-12-02 | 5001 | 2006-12-02 | Duplicate ME number reassigned to 530421 LOANER PM responsibilty of RT
29272 | Pacemakers, Cardiac, External, Noninvasive Electrodes | Pacemakers | Pacemakers, Cardiac, External, Noninvasive Electrodes | Active | MSH | MSH | 10S | Coronary Care Unit | CCU | Medtronic of Canada | 5375 | CE10011259P | 1993-06-25 | 2001 | 1994-06-24 | PACEMAKER PM check done regularly by pre-use check
29765 | Display Monitor, Flat Panel | Display Monitor | Display Monitor, Flat Panel | Active | MSH | MSH | MSH | Gynaecology-OPG |  | SONY MEDICAL ELECTRONICS DIV | UP-5000 | 57403 | 1991-01-14 | 1001
30050 | Ultrasound | Scanning Systems | Scanning Systems, Ultrasonic | Active | MSH | IVF-Dundas | 7 | IVF Clinic | 700 | Philips Healthcare | M2540A ENVISOR | US5050639 | 2005-05-26 | 175000 | 2006-05-26 | SERVICE ENGINEER:SACHIN PATEL
30051 | Ultrasound | Scanning Systems | Scanning Systems, Ultrasonic | Active | MSH | IVF-Dundas | 7 | IVF Clinic | 700 | Philips Healthcare | M2540A ENVISOR | US50506320 | 2005-05-26 | 175000 | 2006-05-26 | SERVICE REP : cody laing, antonio cantuto, IRENE ROSIECKI, DEPT ADMIN EXT 2663
30406 | Scales, Patient, Floor | Scales | Scales, Patient, Floor | Active | MSH | MSH | 10N | Nursing 10S Geriatrics | Geriatrics | HEALTH O METER INC | 2000 | 891OSO353 | 1989-07-01 | 1001 | 1989-07-01 | PM inspections completed by Building Services bed technician
30462 | 30462 | GENERAL EQUIPMENT | GENERAL EQUIPMENT | Active | MSH | MSH | 18 | ICU | ICU |  |  | 43B04 16032 |  | 10001 |  | Building Services
30507 | Densitometers, Bone, X-Ray, Dual-Energy Absorptiometry | Densitometers | Densitometers, Bone, X-Ray, Dual-Energy Absorptiometry | Active | MSH | MSH | 6 | JDMI - Nuclear Medicine | MSH-6-201-16 | GE Healthcare | Prodigy | 766JN91 | 2005-03-30 | 83000 | 2006-03-30 | Duplicate ME number reassigned to 530482 System ID=41492 DISTRIBUTED BY AYMES MEDICAL, NORM CHEVRIER; 416586PRODIGY SERVICED BY HORIZON MEDICAL JEAN; NO HARP COMPUTER REPLACED WITH A DELL GX620 SERIAL NUMBER 766JN91 EXPRESS SERVICE CODE 15611267701
30999 | RADIOGRAPHIC UNITS, DIAGNOSTIC, GEN | Radiographic Units | RADIOGRAPHIC UNITS, DIAGNOSTIC, GEN | Active | MSH | MSH | 5 | Cystoscopy | Cysto 2 | GE Healthcare | 5497797X1007 | 01934S02 | 2000-07-17 | 150000 | 2001-07-17 | HARP # 33278 S/N AND MODEL # ON MACHINE CANNOT BE FOUND, USED S/N AND MODEL # ON THE Xray TUBE.
31000 | Mobile C-Arm II 31 CCU BV300 | Radiographic/Fluoroscopic Units | Radiographic/Fluoroscopic Units, Mobile | Active | MSH | MSH | 16U | Surgical Skills Centre | CCU (II 31) - UofT Surgical Skills center @ MSH since 2018 - Lisa Satterthwaite S-Manager 17-2611 email: skills.centre@utoronto.ca | Philips Healthcare | BV 300 | 4217920/MMC1601 | 2000-07-17 | 110000 | 2001-07-17 | July 2021 - System is out of clinical use. The surgical skills centre occassionally use it. X-Ray Tube insert S/N: 953230. Philips has issued end of support date of Dec. 31, 2022.
32254 | Computed Radiography (CR) | Image Digitization Systems | Image Digitization Systems, Computed Radiography | Active | MSH | MSH | 5 | JDMI - Ambulatory Radiology |  | Carestream | CR800 | 665 | 2001-05-01 | 96733 | 2002-05-01 | MOVED TO WCH 31-Jul-2017: Machine moved from MSH 17th floor CR reader room to MSH 5th floor CR reader room. Replaced by 32252. IP 10.4.36.87 APRIL 20 2014:APPLIED FOR CHANGE REQUEST FOR NEW AE TITLE MSH_CR-17-354 172.20.220.21 AE PMH_CR_3-678 (Machine came off service contract on 31-March-2014) MOVED TO MSH 17 NICU APRIL 2015
32503 | 32503 | GENERAL EQUIPMENT | GENERAL EQUIPMENT | Active | MSH | MSH | 5 | JDMI - Ambulatory Radiology |  | NOT AVAILABLE | Projects/Misc. Work | N/A | 2004-01-13 | 0 | 2005-01-13 | Equipment Record for Entering Miscellaneous and Project work against for the MSH site.
32510 | Digital Radiography (DR) | Radiographic Units | RADIOGRAPHIC UNITS, DIAGNOSTIC, GEN | Active | MSH | MSH | 5 | JDMI - Ambulatory Radiology | 526(DR1) | Siemens | 7414803 - Aristos FX | 1254 | 2005-08-30 | 550000 | 2006-08-30 | End of Support Date - December 31, 2017 OLD MAC 00:19:99:6d:74:58 JULY 2016 CMEPP PO# CMS1008-02 has been set up for the two (2) Axiom Aristos FX serial numbers 1254 & 1268 CMS1008-02. SIEMENS PARTS-ONLY CONTRACT 87E619 apr 1 2014 ?Site# 6026. HOST ID: 0A6E9398 8E6405EF9FAC41EBF011 SEPT 4 2019, NEW RADIS M460 FROM TWH 404 00-19-7C-0A-57 NEW MAC
32520 | Digital Radiography (DR) | Radiographic Units | RADIOGRAPHIC UNITS, DIAGNOSTIC, GEN | Active | MSH | MSH | 5 | JDMI - Ambulatory Radiology | 530(DR2) | Siemens | 7414803 - Aristos FX | 1268 | 2005-12-01 | 550000 | 2006-12-01 | QUERY XCS SSW>INFO>OPERATING TIME ON DECEMBER 18 2017, TUBE CHANGE OCCURED 1 WEEK PRIOR DECEMBER 11 2017 HU=439192 # OF EXPOSURES= 439116 ELAPSED TIME= 104772 LEFT INFO INTACT End of Support Date: December 31, 2017 JULY 2016 CMEPP PO# CMS1008-02 has been set up for the two (2) Axiom Aristos FX serial numbers 1254 & 1268 CMS1008-02. SIEMENS PARTS PLUS CONTRACT PO# MSH5-008450; Change AE MSH_DX_ARISTOS2. To. MSH_DR2_530 april 1 2014 Site# 6027. HOST ID: 0A6E9791 5E94E52F659E41CBA80C
32540 | Scanning Systems, Computed Tomography | Scanning Systems | Scanning Systems, Computed Tomography | Active | MSH | MSH | 5 | JDMI - Ambulatory Radiology | 522 | Canon | TSX-101A - Aquilion 64 | 0 | 2006-04-25 | 1100000 | 2007-04-25 | AQUILION 64 CT SCANNER
32560 | Scanning Systems, Computed Tomography | Scanning Systems | Scanning Systems, Computed Tomography | Active | MSH | MSH | 5 | JDMI - CT | 510(CT 1) | Canon | TSX-101A/DC - Aquilion 64 | A5512066 | 2005-03-01 | 1100000 |  | TOSHIBA SERVICE: 800-667-2671
32580 | Scanning Systems, Computed Tomography | Scanning Systems | Scanning Systems, Computed Tomography | Active | MSH | MSH | 5 | JDMI - CT | 512(CT 2) | Canon | TSX-101A/EC - Aquilion 64 | ECA05X2171 | 2005-11-17 | 1100000 | 2006-11-17
32809 | Long Leg Holder | Image Digitization Systems | Image Digitization Systems, Computed Radiography | Active | MSH | MSH | 5 | JDMI - Ambulatory Radiology | 526(DR1) | Carestream | Long Leg Cassette Holder | 0 | 2000-03-05 | 0 | 2000-03-05 | four foot stand
33260 | View Boxes, X-Ray | View Boxes | View Boxes, X-Ray | Active | MSH | MSH | 12N | JDMI - Mammography | Mammo | DIVERSIFIED DIAGNOSTIC PRODUCTS | 810CM | 0 | 2002-08-28 | 0 | 2003-08-28 | This is Viewer # 6. LAMPS: SYLVANIA F30T12/D/RS DAYLIGHT FILM BELT # FG/MB-81-CM-75
33261 | View Boxes, X-Ray | View Boxes | View Boxes, X-Ray | Active | MSH | MSH | 12N | JDMI - Mammography | Mammo | DIVERSIFIED DIAGNOSTIC PRODUCTS | 0 | 0 | 2002-08-28 | 0 | 2003-08-28 | This is Viewer # 5. DIVERSIFIED DIAGNOSTICS PRODUCTS www.ddpixray.com 866-337-9328 LAMPS: SYVANIA F40T12/DX DAYLIGHT DELUXE; FILM BELT PN# FG/MB-3D-7500 SHUTTER: PN# AS/M3-10-0000
33264 | View Boxes, X-Ray | View Boxes | View Boxes, X-Ray | Active | MSH | MSH | 12N | JDMI - Mammography | Mammo | DIVERSIFIED DIAGNOSTIC PRODUCTS | 0 | 123456 | 2002-08-28 | 0 | 2003-08-28 | This is Viewer # 3.
33265 | View Boxes, X-Ray | View Boxes | View Boxes, X-Ray | Active | MSH | MSH | 12N | JDMI - Mammography | MSH-12 (Mammography) |  |  | 123456 | 2002-08-28 | 0 | 2003-08-28 13:34 | This is Viewer # 4.
34000 | Ultrasound - POCUS | Scanning Systems | Scanning Systems, Ultrasonic | Active | MSH | MSH | 5 | JDMI - Ultrasound |  | SonoSite (FujiFilm) | P05361-01 - Micromaxx | 034G6K | 2006-04-03 | 45000 | 2007-04-03 | SONOSITE MICROMAXX PORTABLE ULTRASOUND SYSTEM
395000 | Injectors, Contrast Media | Injectors | Injectors, Contrast Media | Active | MSH | MSH | 5 | JDMI - CT | 512 (CT 2) | Bayer | Stellant TM | 3007039 22202(Control Box, 25227 | 2006-01-19 | 25000 | 2007-01-19 | Injector head Serial No: 3007033 21803 and Console Serial No: 3007032 22209. (License No# 24Y4E6CR9F) SRU ID: 202B7C6 SYSTEM ID: 25227 PCU Contract ending 6/30/2025
39505 | Injectors, Contrast Media | Injectors | Injectors, Contrast Media | Active | MSH | MSH | 5 | JDMI - Ambulatory Radiology | 522 | Bayer | Stellant TM | 3007039 24022, 26347 | 2006-05-24 | 25000 | 2007-05-25 | Injector head 3007033 23402, Console 3007032 24032 and Control unit 3007039 24022 ( License: 24YEPF9JCR) SRU ID: 203F639 SYSTEM ID: 26347 PCU Contract ending 6/30/2025
39506 | Injectors, Contrast Media | Injectors | Injectors, Contrast Media | Active | MSH | MSH | 5 | JDMI - CT | 510 (CT 1) | Bayer | Stellant TM | 3007039 21320, 24578 | 2005-05-06 | 25000 | 2006-05-06 | STELLANT installed on 5th-May-2005. Control Box serial number: 3007039 21320, Injector head serial number: 3007033 21036 and display serial number: 3007032 21320.( License No: 24XHZL52KQ) SRU ID:2022CC9 SYSTEM ID: 24578 PCU Contract ending 6/30/2025
4807 | Analyzers, Point-of-Care, Whole Blood, Glucose | Analyzers | Analyzers, Point-of-Care, Whole Blood, Glucose | Active | MSH | 60MURR | 5 | Leadership Sinai Center For Diabetes | 5-019 60 MURRAY ST. | Medtronic of Canada | GUARDIAN RT | 4807-20J | 2006-01-03 | 5001 | 2007-01-03 | DISPOSIBLE BATTERIES MEMOLEADER SHIP CENTRE FOR DIABEDES. 5-019 60 MURRAY ST. CONTACT: HELEN, 2368
50003 | Physiologic Monitor Modules, Invasive Blood Pressure | Physiologic Monitor Modules | Physiologic Monitor Modules, Invasive Blood Pressure | Active | MSH | MSH | 17U | NICU | NICU | HEWLETT-PACKARD CO. MED. PROD. | M1006B | 3805G61642 | 1999-09-01 | 1201 | 2000-09-01 | CAPO-500051
500060 | CALIBRATORS, RADIOISOTOPE | Calibrators | CALIBRATORS, RADIOISOTOPE | Active | MSH | MSH | 6 | JDMI - Nuclear Medicine | MSH-6-B4-3 | CAPINTEC INC | CRC-5 |  | 1985-01-21 | 5000
500061 | CALIBRATORS, RADIOISOTOPE | Calibrators | CALIBRATORS, RADIOISOTOPE | Active | MSH | MSH | 6 | JDMI - Nuclear Medicine | B4-3 | CAPINTEC INC | CRC-15R | 150379 | 1983-04-15 | 6000
500062 | CALIBRATORS, RADIOISOTOPE | Calibrators | CALIBRATORS, RADIOISOTOPE | Active | MSH | MSH | 6 | JDMI - Nuclear Medicine | A4-1 | CAPINTEC INC | CRC-10BC | BC120 | 1985-01-22 | 5000
500065 | Centrifuges | Centrifuges | Centrifuges | Active | MSH | MSH | 6 | JDMI - Nuclear Medicine | B4-3 | FISHER SCIENTIFIC CO | ALC4218 | 62-0133 | 1985-01-16 | 1000
500066 | Centrifuges | Centrifuges | Centrifuges | Active | MSH | MSH | 6 | JDMI - Nuclear Medicine | B4-3 | HETTICH-ZENTTRRIFUGEN CO | EBA-35 | 35-1 | 1985-01-15 | 1000
50007 | MODULE, RECORDER | Physiologic Monitor Modules | Printer/Graphic Recorders | Active | MSH | MSH | 17U | NICU | NICU | HEWLETT-PACKARD CO. MED. PROD. | M1116B | 3809A76906 | 1999-09-01 | 1501 | 2000-09-01 | CAPO-500051
50008 | MODULE, RECORDER | Physiologic Monitor Modules | Printer/Graphic Recorders | Active | MSH | MSH | 17U | NICU | NICU | HEWLETT-PACKARD CO. MED. PROD. | M1116B | 3809A76872 | 1999-09-01 | 1501 | 2000-09-01 | CAPO-500051
500196 | Cameras, Gamma, Dual Head | Cameras | Cameras, Gamma, Dual Head | Active | MSH | MSH | 6 | JDMI - Nuclear Medicine | 201-14 | GE Healthcare | VG | 1072 | 1999-01-01 | 1169000 |  | GE performs the PM's on this system. Site Code: 416586VG
500230 | Counter, Automatic Well | Counter | Counter, Automatic Well | Active | MSH | MSH | 6 | JDMI - Nuclear Medicine | 201-24 | Canberra-Packard | COBRA E5003 | 422041 | 1999-01-01 | 80000
500320 | Scanning Systems, Gamma Camera, Mobile | Scanning Systems | Scanning Systems, Gamma Camera, Mobile | Active | MSH | MSH | 6 | JDMI - Nuclear Medicine | 201-23 | Philips Healthcare | 5200-2338 - Transcam | M315-0108 | 1999-01-01 | 203561 |  | End-of-life Notice Dec 31, 2009 Philips Site # 524940 1-800-567-1080
50057 | Incubators, Infant, Transport | Incubators | Incubators, Infant, Transport | Active | MSH | MSH | 17U | NICU | NICU | AIRBORNE LIFE SUPPORT SYSTEMS | 20H | 870 | 1999-09-14 | 15001 | 2000-09-13 | ******This Transport Is Vented******
500686 | Ultrasound | Scanning Systems | Scanning Systems, Ultrasonic | Active | MSH | OPG | 3rd Floor | JDMI - CEOU | CEOU-SpareRm | GE Healthcare | H48651DH - Voluson | A13089 | 2006-06-19 | 175000 | 2007-06-19 | MOVE TO MKUC 6, REMOVE DICOM ae: MSH_US_CEOU2
500800 | Ultrasound | Scanning Systems | Scanning Systems, Ultrasonic | Active | MSH | MSH | 12N | JDMI - Mammography | Mammo | Canon | SSA-790A -Aplio XG | 99B0732404 | 2007-04-20 | 185000 | 2007-04-20 | Shop Code Asset # Location Account Description Manufacturer Model # Site # Application Entity (AE) Title Device MAC Address (1) Wi Fi Device MAC Address (Wireless) MG-US 500800 MSH-12 (Mammography) JDMI - Mammography Canon SSA-790A -Aplio XG 06064177U MSH_APLIO_BIUS1 MAC 00-60-0A-01-59-35 IP 172.20.222.243 NA MG-US 500801 MSH-12 (Mammography) JDMI - Mammography Canon SSA-790A -Aplio XG 06064157U MSH_APLIO_BIUS3 MAC 00-60-0A-01-5A-EA IP 172.20.222.79 NA MG-US 500802 MSH-12 (Mammography) JDMI - Mammography Canon SSA-790A -Aplio XG 06064167U MSH_APLIO_BIUS2 MAC 00-60-0A-01-66-B5 IP 172.20.223.53 NA
500801 | Ultrasound | Scanning Systems | Scanning Systems, Ultrasonic | Active | MSH | MSH | 12N | JDMI - Mammography | Mammo | Canon | SSA-790A -Aplio XG | 99B0732400 | 2007-04-20 | 185000 | 2007-04-20 | Shop Code Asset # Location Account Description Manufacturer Model # Site # Application Entity (AE) Title Device MAC Address (1) Wi Fi Device MAC Address (Wireless) MG-US 500800 MSH-12 (Mammography) JDMI - Mammography Canon SSA-790A -Aplio XG 06064177U MSH_APLIO_BIUS1 MAC 00-60-0A-01-59-35 IP 172.20.222.243 NA MG-US 500801 MSH-12 (Mammography) JDMI - Mammography Canon SSA-790A -Aplio XG 06064157U MSH_APLIO_BIUS3 MAC 00-60-0A-01-5A-EA IP 172.20.222.79 NA MG-US 500802 MSH-12 (Mammography) JDMI - Mammography Canon SSA-790A -Aplio XG 06064167U MSH_APLIO_BIUS2 MAC 00-60-0A-01-66-B5 IP 172.20.223.53 NA
500802 | Ultrasound | Scanning Systems | Scanning Systems, Ultrasonic | Active | MSH | MSH | 12N | JDMI - Mammography | Mammo | Canon | SSA-790A -Aplio XG | 99B0732403 | 2007-04-20 | 185000 | 2007-04-20 | Shop Code Asset # Location Account Description Manufacturer Model # Site # Application Entity (AE) Title Device MAC Address (1) Wi Fi Device MAC Address (Wireless) MG-US 500800 MSH-12 (Mammography) JDMI - Mammography Canon SSA-790A -Aplio XG 06064177U MSH_APLIO_BIUS1 MAC 00-60-0A-01-59-35 IP 172.20.222.243 NA MG-US 500801 MSH-12 (Mammography) JDMI - Mammography Canon SSA-790A -Aplio XG 06064157U MSH_APLIO_BIUS3 MAC 00-60-0A-01-5A-EA IP 172.20.222.79 NA
50085 | Otoscope/Ophthalmascope | Otoscope/Ophthalmascope | Otoscope/Ophthalmascope | Active | MSH | MSH | 17U | NICU | NICU | Welch Allyn | 767 | NONE | 2000-03-07 | 501 | 2001-03-07
500850 | Ultrasound | Scanning Systems | Scanning Systems, Ultrasonic | Active | MSH | MSH | 5 | JDMI - Angio/Interventional | MSH IRUS "CLYDE" | Canon | SSA-790A -Aplio XG | 99B0742453 | 2007-05-07 | 185000 | 2007-05-07
500857 | Ultrasound | Scanning Systems | Scanning Systems, Ultrasonic | Active | MSH | MSH | 5 | JDMI - Ultrasound | MSH-5-US, Room 1 | Canon | SSA-790A -Aplio XG | 99B0742451 | 2007-05-07 | 185000 | 2007-05-07 | MOVED FROM KOFFLER UROLOGY, LEBOVIC BLDG, 60 MURRAY ST, DECEMBER 2015
500868 | Ultrasound | Scanning Systems | Scanning Systems, Ultrasonic | Active | MSH | MSH | 5 | JDMI - Ultrasound | MSH-5-US, Room 4 | Canon | SSA-790A -Aplio XG | 99B0742448 | 2007-05-07 | 185000 | 2007-05-07 | Nov. 19, 2023 - MSH US APLIO XG REMOVED FROM ROOM AND STORED AT MSH AS CANON PRISM INSTALLED Changed to DHCP 2015 01 29
50088 | Slit Lamps | Slit Lamps | Slit Lamps | Active | MSH | MSH | 17U | NICU | NICU | KOWA OPTIMED INC | SL-14 | 210925 | 2000-04-11 | 3001 | 2001-04-11
50090 | Otoscopes | Otoscopes | Otoscopes | Active | MSH | MSH | 17U | NICU | NICU | Heine Optotechnik | OMEGA | 15659 | 2000-04-11 | 501 | 2001-04-11
500933 | Radiographic Units, Mobile | Radiographic Units | Radiographic Units, Mobile | Active | MSH | MSH | 5 | JDMI - Ambulatory Radiology | R27 | GE Healthcare | 2275938 - AMX 4 Plus | 1011950WK1 | 2007-06-01 | 0 | 2008-06-01 | JANUARY 12 2022 SYSTEM TRANSFERED TO TGH RESEARCH ANIMAL LAB NOVEMBER 2019 SYSTEM STORED IN WCH 7 MIE OFFICE REMOVED FROM MOH ACTIVE LIST APRIL 10 2019 CHANGED SYSTEM STATUS TO ACTIVE FROM RETIRED; SYSTEM IS TO BE SENT TO TRI DUNN FOR IMAGING USE DURING RE/RE OF X-RAY ROOM CARESTREAM TABLET DIRECT EXPOSURE TO BE USED IN CONJUNCTION WITH EARLY SHIPMENT OF TRI DUNN DRX EVO DETECTOR JAN 10 2018 SYSTEM IS RETIRED FROM MSH DB,SYSTEM MAY BE RE-ASSIGNED TO ANOTHER SITE /FCC IN FUTURE MOVED TO MSH AS PER GEN RAD GRP NOV 2 2015 “Mob B” (AMX 4+ installed between 2006/2007) is R27 MOVED TO TGH from WCH on March 16 2015, as per JDMI moblile trade-in/redistribution plan Formerly designated WCH Mobile B 0.075 mm Cu filtration in collimator added for Neo natal use. Cu filtration removed on 21st Oct-2010 and replaced with 1mm Al filtration. Collimator: MDYS 1924, Tube Housing: 50409BC2, Tube Insert: 106573TX9, XFMR: S1740035-004, Column: 1011950WK1 Filtration was removed and dedicated for NICU since ME30961 was swaying on Jan 12, 2018.
501063 | Ultrasound | Scanning Systems | Scanning Systems, Ultrasonic | Active | MSH | OPG | 3rd Floor | JDMI - CEOU | CEOU-3234(Rm8) | Philips Healthcare | iu22 | 02RDKX | 2007-08-23 | 180000 | 2007-09-23 | PM MAJOR BY PHILIPS MEDICAL New ; AET: CEOU_IU22_US7 ; IP: 142.223.145.131 ; GW: 142.223.144.1
501064 | Ultrasound | Scanning Systems | Scanning Systems, Ultrasonic | Active | MSH | OPG | 3rd Floor | JDMI - CEOU | CEOU-3231(Rm6) | Philips Healthcare | iu22 | 02RDRC | 2007-08-23 | 180000 | 2007-09-23 | PM MAJOR BY PHILIPS MEDICAL MIE RESTORED DECEMBER 2013 AFTER 2 YEAR ABSENCE AET: 501064 ; AET: CEOU_IU22_US5 ; IP: 142.223.145.61
501065 | Ultrasound | Scanning Systems | Scanning Systems, Ultrasonic | Active | MSH | OPG | 3rd Floor | JDMI - CEOU | CEOU-3232(Rm7) | Philips Healthcare | iu22 | 02RDT6 | 2007-08-23 | 180000 | 2007-09-23 | PM MAJOR BY PHILIPS MEDICAL AET: CEOU_IU22_US6 ; IP: 142.223.145.133 ; Subnet Mask: 255.255.252.0 ; Gateway : 142.223.144.1 ; Port # 104
501066 | Ultrasound | Scanning Systems | Scanning Systems, Ultrasonic | Active | MSH | OPG | 3rd Floor | JDMI - CEOU | MSH CEOU RM 4 | Philips Healthcare | iu22 | 02RDKT | 2007-08-23 | 180000 | 2007-09-23 | PM MAJOR BY PHILIPS MEDICAL New ; CEOU_IU22_US4 ; IP : 142.223.145.150 ; Subnet mask: 255.255.252.0 Gateway: 142.223.144.1
501067 | Ultrasound | Scanning Systems | Scanning Systems, Ultrasonic | Active | MSH | OPG | 3rd Floor | JDMI - CEOU | CEOU-3225(Rm1) | Philips Healthcare | iu22 | 02RDT9 | 2007-08-23 | 180000 | 2007-09-23 | PM MAJOR BY PHILIPS MEDICAL AET: CEOU_IU22_US1 ; IP: 142.223.145.59 ; SM: 255.255.252.0 ; GW: 142.223.144.1 New
501068 | Ultrasound | Scanning Systems | Scanning Systems, Ultrasonic | Active | MSH | OPG | 3rd Floor | JDMI - CEOU | CEOU | Philips Healthcare | iu22 | 02RDT5 | 2007-08-23 | 180000 | 2007-09-23 | PM MAJOR BY PHILIPS MEDICAL AET: CEOU_IU22_US10 ; GW: 142.223.144.1 ; IP: 142.223.145.190 SM: 255.255.252.0 New
501069 | Ultrasound | Scanning Systems | Scanning Systems, Ultrasonic | Active | MSH | OPG | 3rd Floor | JDMI - CEOU | CEOU-3238(Rm10) | Philips Healthcare | iu22 | 02RDRF | 2007-08-23 | 180000 | 2007-09-23 | PM MAJOR BY PHILIPS MEDICAL IP:142.223.145.191 ; SM: 255.255.252.0 AET: CEOU_IU22_US9 GW: 142.223.144.1 New
501070 | Ultrasound | Scanning Systems | Scanning Systems, Ultrasonic | Active | MSH | OPG | 3rd Floor | JDMI - CEOU | CEOU-3236(Rm9) | Philips Healthcare | iu22 | 02RDND | 2007-08-23 | 180000 | 2007-09-23 | PM MAJOR BY PHILIPS MEDICAL AET: CEOU_IU22_US8 ; IP: 142.223.145.192 ; GW 142.223.144.1 SM: 255.255.252.0 New
501071 | Ultrasound | Scanning Systems | Scanning Systems, Ultrasonic | Active | MSH | OPG | 3rd Floor | JDMI - CEOU | CEOU-3237(Rm12) | Philips Healthcare | iu22 | 02RDPP | 2007-08-23 | 180000 | 2007-09-23 | PM MAJOR BY PHILIPS MEDICAL AET: CEOU_IU22_US11 ; IP:142.223.145.122 ; SM: 255.255.252.0 ; GW: 142.223.144.1 New
501072 | Ultrasound | Scanning Systems | Scanning Systems, Ultrasonic | Active | MSH | OPG | 3rd Floor | JDMI - CEOU | CEOU-3224(Rm5) | Philips Healthcare | iu22 | 02RDPK | 2007-08-23 | 180000 | 2007-09-23 | PM MAJOR BY PHILIPS MEDICAL AET: CEOU_IU22_US4 ; IP: 142.223.147.139 ; SM: 255.255.252.0 GW: 142.223.144.1 New
501105 | Ultrasound | Scanning Systems | Scanning Systems, Ultrasonic | Active | MSH | OPG | 3rd Floor | JDMI - CEOU | MSH OPG 3 CEOU RM 6 | Philips Healthcare | iu22 | 02RP74 | 2007-09-06 | 180000 |  | MARCH 14, 2023 MOVE SYSTEM TO MSH OPG 3 CEOU RM 6 SETUP AS MSH_US_CEOU-3 (FROM VOLUSON 4) SETUP PROTOCOLS AND PROCEDURES BY RESTORING WITH B/U FROM CEOU RM 1 SETUP NETWORK SETTINGS FOR BURNER AND SR PM MAJOR BY PHILIPS MEDICAL changed to DHCP 2015 01 29 mac as of feb 2 2022 00:D0:68:19:9F:0F
501107 | Ultrasound | Scanning Systems | Scanning Systems, Ultrasonic | Active | MSH | OPG | 3rd Floor | JDMI - CEOU |  | Philips Healthcare | iu22 | 02RP6V | 2007-09-06 | 180000 |  | SITE# 553759 MOVED TO CEOU ROOM 6 DEC 18 2015: WITH PROBES C5-1 MIE 501116 AND L9-3 MIE501110 USE AE: MSH_US_CEOU2; MAINTAIN AE: MSH-5-US7 IF REQ FOR GENERAL US PM MAJOR BY PHILIPS MEDICAL changed to DHCP 2015 01 29
501133 | Ultrasound | Scanning Systems | Scanning Systems, Ultrasonic | Active | MSH | MSH | 5 | JDMI - Ultrasound | MSH-5-US, Room 5 | Philips Healthcare | iu22 | 02RP4G | 2007-09-14 | 195000 | 2008-09-14 | System removed from service in the Toronto Western general ultarsound area. System sent to MSH general ultrasound as a spare system. PM MAJOR BY PHILIPS MEDICAL IU22 Ultrasound
501172 | Ultrasound iU22 BLANCHE | Scanning Systems | Scanning Systems, Ultrasonic | Active | MSH | MSH | 15M | Special Pregnancy Program-Fetal | SPP 15-217 15th Floor BLANCHE - Murray Side Blanche Small Procedure Room 501172 | Philips Healthcare | iu22 | 02RPNN | 2007-10-18 | 154246 | 2007-09-23 | AUG 11 2022 NEW UMB NEW MAC: 00-D0-68-19-8C-0F FEB 25 2022 NEW UMB NEW MAC: 00-D0-68-19-84-C9 From: Whittington, Scott <Scott.Whittington@uhn.ca> Sent: February 25, 2022 11:40 AM To: HELP Desk (MSH) <helpdesk.msh@sinaihealth.ca> Cc: Riaz, Mirza - Sinai Health System <Mirza.Riaz@sinaihealth.ca> Subject: MAC 00-D0-68-19-84-C9 Hi Mirza Could you please whitelist MAC 00-D0-68-19-84-C9 Replaced NIC card on existing Philips iU22 ultrasound. in L&D Thanks Scott 416- 402-2462 PM MAJOR BY PHILIPS MEDICAL New Just an FYI on the MSH 15th floor SPP IU22 u/s machines: Name Location Asset # Dorothy Large Procedure Room 501173 Blanche Small Procedure Room 501172 Rose L&D Hallway (IU22) 501583 Sophia L&D Hallway (Old Phillips) 535934
501173 | Ultrasound iU22 DOROTHY | Scanning Systems | Scanning Systems, Ultrasonic | Active | MSH | OPG | 3rd Floor | Special Pregnancy Program-Fetal | MSH 15 SPP PROCEDURE ROOM Dorothy Large Procedure Room 501173 | Philips Healthcare | iu22 | 02rpn5 | 2007-10-18 | 156246 | 2007-09-23 | JUNE 22 2020 MOVED FROM MSH OPG SPP TO MSH 15 SPP SCAN ROOM PM MAJOR BY PHILIPS MEDICAL PO FOR CONTRACT: MSH10-000050 Just an FYI on the 15th floor u/s machines: Name Location Asset # Dorothy Large Procedure Room 501173 Blanche Small Procedure Room 501172 Rose L&D Hallway (IU22) 501583 Sophia L&D Hallway (Old Phillips) 535934
50119 | Transformers, Constant Voltage | Transformers | Transformers, Constant Voltage | Active | MSH | MSH | 1 | Biomedical Engineering | Biomedical Eng. | Toroid | ISB-120A | A0898 | 1999-10-28 | 500 | 2000-10-27
501243 | Ultrasound | Scanning Systems | Scanning Systems, Ultrasonic | Active | MSH | MSH | 16U | Echocardiography | ECHO | GE Healthcare | H45541FD - Vivid 7 | 4565V7 | 2005-01-01 | 240012 | 2009-05-13 | SEPT 14 2016 REASSIGNED AS SPARE AT MSH 16 ECHO PLANNED TO USE FOR TRADE-IN TO GE FOR RENTAL (ME # 501942)? NO FORMERLY TGH-PMB-2-OR
50126 | Oximeters, Pulse | Oximeters | Oximeters, Pulse | Active | MSH | MSH | 14N | Nursing 14N Surgery |  | BCI International | 3301 | 150092469 | 1998-11-24 | 801 | 1999-11-23
501272 | Ultrasound | Scanning Systems | Scanning Systems, Ultrasonic | Active | MSH | IVF-Dundas | 7 | IVF Clinic | 700 Dundas St | Philips Healthcare | M2540A ENVISOR | US50700067 | 2007-05-26 | 175000 |  | june 21 2017; REMOVED FROM SERVICE; PT FILES REMOVED; MSH DONATED TO AFRICAN CLINIC; REMOVED FROM SITE JUNE 21 2017 SERVICE ENGINEER: LAURIE MOSGROVE SYSTEM APPARENTLY WAS DELIVERED IN 2007; MIE NOT INFORMED; DISCOVERED MAY 2008
50129 | Stimulators, Electrical, Peripheral Nerve, Analgesic, Transcutaneous | Stimulators | Stimulators, Electrical, Peripheral Nerve, Analgesic, Transcutaneous | Active | MSH | MSH | 18 | ICU | ICU | FISHER & PAYKEL MEDICAL INC | NS242J | 9924JUU01000 | 1999-11-23 | 550 | 2000-11-22
50130 | Stimulators, Electrical, Peripheral Nerve, Analgesic, Transcutaneous | Stimulators | Stimulators, Electrical, Peripheral Nerve, Analgesic, Transcutaneous | Active | MSH | MSH | 18 | ICU | ICU | FISHER & PAYKEL MEDICAL INC | NS242J | 9924JUU00999 | 1999-11-23 | 550 | 2000-11-22
50141 | Shakers, Laboratory | Shakers | Shakers, Laboratory | Active | MSH | MSH | MSH | Gynaecology-OPG | OBSTETRICAL DAY UNIT | Sebra | 1020 | 4305 | 1999-12-14 | 1201 | 2000-12-13 | blood shaker/weight mon
501412 | Ultrasound | Scanning Systems | Scanning Systems, Ultrasonic | Active | MSH | IVF-Dundas | 7 | IVF Clinic | 700 ProcedureRm2 | Philips Healthcare | M2540A ENVISOR HD | CI40090344 | 2009-06-24 | 0 |  | SERVICE ENGINEER: tony cantuto; FULL CONTRACT WITH PHILPS; NO PROBES WITH THIS PURCHASE
501433 | Angiography | Radiographic/Fluoroscopic Systems | Radiographic/Fluoroscopic Systems, Cardiovascular | Active | MSH | MSH | 16U | CARDIOVASCULAR RESEARCH | Cath Lab 1 | Philips Healthcare | Allura Xper FD 10 | 1491 | 2009-07-12 | 0 | 2019-07-12 | HARP done by XRCT, Mark Lepp
501440 | Mobile C-Arm | Radiographic/Fluoroscopic Units | Radiographic/Fluoroscopic Units, Mobile | Active | MSH | MSH | 4 | Endoscopy | MSH-ENDOSCOPY-4-123 (OR1) | Siemens | Arcadis Varic | 12533 | 2009-09-18 | 176490 | 2010-09-18 | Please note this is the Arcadis Varic system at MSH OR, X-Ray Tube S/N: 11377 AE: MSH_PORT_OR1
50146 | Aspirators, Emergency | Aspirators | Aspirators, Emergency | Active | MSH | MSH | MSH | Respiratory Therapy | RESPIRATORY THERAPY | LAERDAL MEDICAL CORP | 770000 | 402963 | 1999-12-22 | 501 | 2000-12-21 | CAPO-500147 PM: only battery replacement every 3 years
50147 | Aspirators, Emergency | Aspirators | Aspirators, Emergency | Active | MSH | MSH | MSH | Respiratory Therapy | RESPIRATORY THERAPY | LAERDAL MEDICAL CORP | 770000 | 403782 | 1999-12-22 | 501 | 2000-12-21 | CAPO-500147 PM: only battery replacement every 3 years
50148 | Aspirators, Emergency | Aspirators | Aspirators, Emergency | Active | MSH | MSH | MSH | Respiratory Therapy | RESPIRATORY THERAPY | LAERDAL MEDICAL CORP | 770000 | 403687 | 1999-12-22 | 501 | 2000-12-21 | CAPO-500147 PM: only battery replacement every 3 years
50149 | Aspirators, Emergency | Aspirators | Aspirators, Emergency | Active | MSH | MSH | MSH | Respiratory Therapy | RESPIRATORY THERAPY | LAERDAL MEDICAL CORP | 770000 | 402789 | 1999-12-22 | 501 | 2000-12-21 | CAPO-500147 PM: only battery replacement every 3 years
50150 | Aspirators, Emergency | Aspirators | Aspirators, Emergency | Active | MSH | MSH | MSH | Respiratory Therapy | RESPIRATORY THERAPY | LAERDAL MEDICAL CORP | 770000 | 403785 | 1999-12-22 | 501 | 2000-12-21 | CAPO-500147 PM: only battery replacement every 3 years
50151 | Aspirators, Emergency | Aspirators | Aspirators, Emergency | Active | MSH | MSH | MSH | Respiratory Therapy | RESPIRATORY THERAPY | LAERDAL MEDICAL CORP | 770000 | 402797 | 1999-12-22 | 501 | 2000-12-21 | CAPO-500147 PM: only battery replacement every 3 years
50152 | Aspirators, Emergency | Aspirators | Aspirators, Emergency | Active | MSH | MSH | MSH | Respiratory Therapy | RESPIRATORY THERAPY | LAERDAL MEDICAL CORP | 770000 | 402889 | 1999-12-22 | 501 | 2000-12-21 | CAPO-500147 PM: only battery replacement every 3 years
50154 | Aspirators, Emergency | Aspirators | Aspirators, Emergency | Active | MSH | MSH | MSH | Respiratory Therapy | RESPIRATORY THERAPY | LAERDAL MEDICAL CORP | 770000 | 403584 | 1999-12-22 | 501 | 2000-12-21 | CAPO-500147 PM: only battery replacement every 3 years
50155 | Aspirators, Emergency | Aspirators | Aspirators, Emergency | Active | MSH | MSH | MSH | Respiratory Therapy | RESPIRATORY THERAPY | LAERDAL MEDICAL CORP | 770000 | 101911 | 1999-12-22 | 501 | 2000-12-21 | CAPO-500147 PM: only battery replacement every 3 years
50156 | Aspirators, Emergency | Aspirators | Aspirators, Emergency | Active | MSH | MSH | MSH | Respiratory Therapy | RESPIRATORY THERAPY | LAERDAL MEDICAL CORP | 770000 | 402937 | 1999-12-22 | 501 | 2000-12-21 | CAPO-500147 PM: only battery replacement every 3 years
50158 | Aspirators, Emergency | Aspirators | Aspirators, Emergency | Active | MSH | MSH | MSH | Respiratory Therapy | RESPIRATORY THERAPY | LAERDAL MEDICAL CORP | 770000 | 403783 | 1999-12-22 | 501 | 2000-12-21 | CAPO-500147 PM: only battery replacement every 3 years
501583 | Ultrasound iU22 ROSE | Scanning Systems | Scanning Systems, Ultrasonic | Active | MSH | MSH | 15M | Special Pregnancy Program-Fetal | SPP 15-217 ROSE L&D Hallway (IU22) 501583 | Philips Healthcare | iu22 | B00P3Z | 2011-01-13 | 0 | 2012-01-13 | PM MAJOR BY PHILIPS MEDICAL LOCATION: MSH 15 SPP ? OLD SN 02FQ35? Just an FYI on the 15th floor u/s machines: Name Location Asset # Dorothy Large Procedure Room 501173 Blanche Small Procedure Room 501172 Rose L&D Hallway (IU22) 501583 Sophia L&D Hallway (Old Phillips) 535934
501584 | Ultrasound | Scanning Systems | Scanning Systems, Ultrasonic | Active | MSH | OPG | 3rd Floor | Special Pregnancy Program-Fetal |  | Philips Healthcare | iu22 | B00JLV | 2011-01-13 | 0 | 2012-01-13 | PM MAJOR BY PHILIPS MEDICAL SITE# 52668738 SN# B00JLV
501585 | Ultrasound | Scanning Systems | Scanning Systems, Ultrasonic | Active | MSH | OPG | 3rd Floor | Special Pregnancy Program-Fetal |  | Philips Healthcare | iu22 | B0ZV3N | 2011-01-13 | 0 | 2012-01-13 | PM MAJOR BY PHILIPS MEDICAL SN B00JLY replaced by SN B0ZV3N on May 9th, 2017
501586 | Ultrasound | Scanning Systems | Scanning Systems, Ultrasonic | Active | MSH | OPG | 3rd Floor | JDMI - CEOU |  | Philips Healthcare | iu22 | B00JM7 | 2011-01-13 | 0 | 2012-01-13 | PM MAJOR BY PHILIPS MEDICAL
501618 | Ultrasound | Scanning Systems | Scanning Systems, Ultrasonic | Active | MSH | OPG | 3rd Floor | Special Pregnancy Program-Fetal | MSH OPG 3-521 E1 BPP | Philips Healthcare | iu22 | B00Q3L | 2011-03-29 | 0 | 2011-03-29 | PM MAJOR BY PHILIPS MEDICAL dr. kingdom RESEARCH ARCH ROOM# 3-402 VIJAY'S ROOM MSH_US_SPP-1. 142.223.145.117 SNM 255.255.252.0. GW142.223.144.1
50162 | Aspirators, Emergency | Aspirators | Aspirators, Emergency | Active | MSH | MSH | MSH | Respiratory Therapy | RESPIRATORY THERAPY | LAERDAL MEDICAL CORP | 770000 | 403802 | 2000-01-04 | 501 | 2001-01-03 | CAPO-500147 PM: only battery replacement every 3 years
501621 | Injectors, Contrast Media | Injectors | Injectors, Contrast Media | Active | MSH | MSH | 5 | JDMI - MRI | MRI-3T | Bayer | SSMR300 - Spectris Solaris | 3012014-46911(Console) | 2011-04-01 | 46648.5 | 2012-04-01 | Medrad Master SN=46741 Injector Head SN=3012012 46732 Injector Base SN=?? Need to get Monitor MN=3012011 SN=3012014 46911
50163 | Aspirators, Emergency | Aspirators | Aspirators, Emergency | Active | MSH | MSH | MSH | Respiratory Therapy | RESPIRATORY THERAPY | LAERDAL MEDICAL CORP | 770000 | 101923 | 2000-01-04 | 501 | 2001-01-03 | CAPO-500147 PM: only battery replacement every 3 years
50164 | Aspirators, Emergency | Aspirators | Aspirators, Emergency | Active | MSH | MSH | MSH | Respiratory Therapy | RESPIRATORY THERAPY | LAERDAL MEDICAL CORP | 770000 | 403796 | 2000-01-04 | 501 | 2001-01-03 | CAPO-500147 PM: only battery replacement every 3 years
501640 | MR Physiological Monitor | Monitors, Physiologic | Monitors, Physiologic, Patient Transport | Active | MSH | MSH | 5 | JDMI - MRI | MRI | Bayer | 3010946/3010979 - Veris | 048024 (System) | 2011-05-11 | 85890.3984 | 2012-05-11 | Medrad will no longer sell the Veris MRI monitor as of Dec. 31, 2014. Parts support until Dec. 31, 2021. System Master SN=48024 Serial No: 048025, Ref 3010979 Monitor transferred from PM MRI to Mount Sinai MRI in Feburary 2022.
501647 | MR Physiological Monitor | Monitors, Physiologic | Monitors, Physiologic, Patient Transport | Active | MSH | MSH | 5 | JDMI - MRI |  | Bayer | 3010946/3010979 - Veris | 47605 (System) | 2011-05-01 | 0 | 2012-05-01 | Medrad will no longer sell the Veris MRI monitor as of Dec. 31, 2014. Parts support until Dec. 31, 2021. Medrad Master SN=47605 Veris Base Ref#= 3010621 SN=??need to get Veris Monitor Ref#= 3010979 SN=047606 Remote Monitor Ref#=3010482 SN=??need to get
501648 | Injectors, Contrast Media | Injectors | Injectors, Contrast Media | Active | MSH | MSH | 5 | JDMI - MRI | MRI-1.5T | Bayer | SSMR300 - Spectris Solaris | 46741, 3012014-46902(Console) | 2011-04-01 | 46648.5 | 2012-04-01 | Medrad Master SN=46741 Injector Head SN=3012012 46741 Injector Base SN=?? Need to get Monitor MN=3012011 SN=3012014 46902 MSH Spectris Solaris 1.5T
501657 | Ultrasound | Scanning Systems | Scanning Systems, Ultrasonic | Active | MSH | MSH | 15U | MSH - Gynecological Ultrasound | MSH L&D CASEROOM OR 15th Floor - University Side | Philips Healthcare | HD15 | US81124441 | 2011-08-23 | 0 | 2012-08-23 | APRIL 202. GREG RYAN MOVED SYSTEM TO MSH 15 CAEROOM OR LESLIE VERMEESCH REQ NETWORK AND ARCHIVE APRIL 29 2019 SENDING SYSTEM TO OPG SPP TIM VAN MEEKEM FOR BRAIN AND CARDIAC STUDIES DR. EL KHUFFASH RESEARCH; UNDER WARRANTY UNTIL AUG 2012
50166 | Aspirators, Emergency | Aspirators | Aspirators, Emergency | Active | MSH | MSH | MSH | Respiratory Therapy | RESPIRATORY THERAPY | LAERDAL MEDICAL CORP | 770000 | 403691 | 2000-01-04 | 501 | 2001-01-03 | CAPO-500147 PM: only battery replacement every 3 years
50167 | Aspirators, Emergency | Aspirators | Aspirators, Emergency | Active | MSH | MSH | MSH | Respiratory Therapy | RESPIRATORY THERAPY | LAERDAL MEDICAL CORP | 770000 | 403787 | 2000-01-04 | 501 | 2001-01-03 | CAPO-500147 PM: only battery replacement every 3 years
501694 | Ultrasound | Scanning Systems | Scanning Systems, Ultrasonic | Active | MSH | MSH | 5 | JDMI - Angio/Interventional |  | Bard | 977032 | DYWFA003 | 2011-12-02 | 0 | 2012-12-02 | VISION MODEL former sn# DYVH7018 probably changed by Bard, MIE not informed PROBE IPX-1 SN# 120042702 BARD CUSTOMER SERVICE: 1-800-387-9473
501752 | Ultrasound | Scanning Systems | Scanning Systems, Ultrasonic | Active | MSH | MSH | 10N | ENT Clinic |  | GE Healthcare | Logiq e | 176927WX2 | 2012-03-05 | 0 | 2013-03-05 | FOUND IN 2012; SYSTEM APPARENTLY PURCHASED MARCH 29 2011; MIE NOT NOTIFIED ELENA POPA X 7957 IS CONTACT IMTIAZ DAR GE REP JUNE 1 2022 SN# 176927WX2 DESIGNATED AS MIE 501752
501753 | Ultrasound | Scanning Systems | Scanning Systems, Ultrasonic | Active | MSH | MSH | 10N | ENT Clinic |  | GE Healthcare | Logiq e | 333962WX9 | 2012-03-05 | 0 | 2013-03-05 | PROBE FOR 501752 FOUND IN 2012; SYSTEM APPARENTLY PURCHASED MARCH 29 2011; MIE NOT NOTIFIED ELENA POPA X 7957 IS CONTACT IMTIAZ DAR GE REP
501851 | Ultrasound - POCUS | Scanning Systems | Scanning Systems, Ultrasonic | Active | MSH | MSH | 7 | MSH - Gynecological Ultrasound | L&D Triage | SonoSite (FujiFilm) | TITAN | 0330ZT | 2012-08-14 | 0 | 2013-08-14 | THIS SYSTEM HAS BEEN IN HOSPITAL FOR SOME TIME; RECORD MAY HAVE BEEN LOST NEW RECORD AUG 14 2012
501888 | Ultrasound | Scanning Systems | Scanning Systems, Ultrasonic | Active | MSH | MSH | 5 | JDMI - Ultrasound | MSH-5-US, Room 2 | Canon | TUS-A500 - Aplio 500 | 0AA1272852 | 2012-10-23 | 0 | 2013-10-23 | REPLACES MIE 500870 Network Info , AET: MSH_APLIO_US4, IP: 142.223.145.180, PORT: 104, SUBNET 255.255.254.0, GATEWAY: MAC: 00-60-0A-05-72-CC STATIC IP: 172.20.56.74
501891 | Ultrasound - POCUS | Scanning Systems | Scanning Systems, Ultrasonic | Active | MSH | MSH | 14S | Nursing 14S Medicine | 4-Internal Medicine | SonoSite (FujiFilm) | P08189-81 - M-Turbo | WK1FBB | 2012-11-06 | 0 | 2013-11-06 | lock code 2233 ref# 3974085 DR. LUKE DEVINE ROOM 423 INTERNAL MEDICINE MOUNT SINAI HOSPITAL - PRD2 Order # 323968. INTERNAL MEDICINE
501904 | Biopsy, Breast | Biopsy | Biopsy, Breast | Active | MSH | MSH | 12N | JDMI - Mammography | 1272BreastBiopsy | Suros Surgical Systems Inc A Hologic Co | Sapphire | 202179 | 2012-12-14 | 0 | 2014-01-31 | FULL PRODUCT NAME: SUROS ATEC BREAST BIOPSY AND EXCISION SYSTEM SAPPHIRE UNIT SERVICE BY VENDOR: 6100 technology center drive indianapolis in 46278 877-887-8767
501927 | Ultrasound - POCUS | Scanning Systems | Scanning Systems, Ultrasonic | Active | MSH | OPG | 3rd Floor | MSH - Gynecological Ultrasound |  | Zonare Medical Systems | 82001M-20 | 11296M213C | 2013-04-08 | 0 | 2018-04-08 | SAFETY APPROVAL: CE C/W PROBES: C6-2 PN# 84009-00 SN# 05471C6X113C E9-4 PN# 84002-00 SN# 06171EX111E C/W SMART CART PN# 85000S-00 SN# 07201C313C
501928 | Ultrasound - POCUS | Scanning Systems | Scanning Systems, Ultrasonic | Active | MSH | MSH | 15M | MSH - Gynecological Ultrasound |  | Zonare Medical Systems | 82001M-20 | 113102M213C | 2013-04-08 | 0 | 2018-04-08 | SAFETY APPROVAL: CE C/W PROBES: C6-2 PN# 84009-00 SN# 05468C6X113C C6-2 probe changed May 2/16 PN# 84009-00 SN# 05599C6X113F C/W SMART CART PN# 85000S-00 SN# 07215C313C Scan Engine: 11310M213C
501974 | Uptake Probe | Uptake Probe | Uptake Probe | Active | MSH | MSH | 6 | JDMI - Nuclear Medicine | 201-24 | CAPINTEC INC | Captus 3000 | 901523 | 2013-07-18 | 30000 | 2013-07-18 | New Captus Setup by MedEng July 18/2013. Activation Code=D97E and License for Captus3000 Software Ver. 1.28 Rev. W=VR3-G1QW-N Dell OPTIPLEX 7010 Model #=EV4200; SN = 1THHCX1; express service tag=3959664805 HP Printer OfficeJet 6100 SN=CN3313RHJO MAC=843-497-67E-D43 Monitor Model #= E17135b; SN=CN-OHX-1KW-74261-323-OLUV UPS APC RS-800 ACQ board Model #=PLX9056; SN=05994865 Isolation Transformer Model#=5430-0077; SN=901523 Probe Detector SN=60013-04916-I Well Detector SN=60012-10847-I Sources: Cs-137 Model#=1661-36-10; Ref Date=1 Jul 13 Eu-152 Model#=1661-32-14; Ref Date=1 Aug 13
502044 | Scanning Systems, Gamma Camera, Mobile | Scanning Systems | Scanning Systems, Gamma Camera, Mobile | Active | MSH | MSH | 6 | JDMI - Nuclear Medicine | 201-23 | Digirad | Ergo | E0361204 | 2014-02-05 | 370000 | 2015-02-05 | WINDOWS XP SP3 BUILD 2600; MAC ADDRESS: 00 26 B9 D6 0C A2; ACQ APP V3.0.0.1; PROMINENCE V 2.1.1.0 PART NUMBER 117970 REVC; ERGO TOOLS V 1.08 PART NUMBER 117569; FIRMWARE PSB VER E PART NUMBER 117617
502047 | Ultrasound | Scanning Systems | Scanning Systems, Ultrasonic | Active | MSH | OPG | 3rd Floor | Special Pregnancy Program-Fetal |  | Philips Healthcare | iu22 | B0MTJM | 2014-02-13 | 0 | 2015-02-13 | PM MAJOR BY PHILIPS MEDICAL C5-1 sn# B07T6Z. PN#453561224465 502049 C5-1 sn# B0Y0GW 502050 C10-3V sn# B0Q1YT p# 453561386021 502051 C10-3V sn# B0R3KC 502052 C10-3V sn# B0R3N2 502053 C10-3V sn# B0Q21P 502054 C10-3V sn# B0R3MX 502055 C10-3V sn# B0X5J5 502056
502048 | Ultrasound iU22 OPG | Scanning Systems | Scanning Systems, Ultrasonic | Active | MSH | OPG | 3rd Floor | Special Pregnancy Program-Fetal |  | Philips Healthcare | iu22 | B0MTHZ | 2014-02-13 | 0 | 2015-02-13 | NOV 3 2022 MAC 00:DO:C9:E8:2C:BE PM MAJOR BY PHILIPS MEDICAL C5-1 sn# B07T6Z. PN#453561224465 502049 C5-1 sn# B0Y0GW 502050 C10-3V sn# B0Q1YT p# 453561386021 502051 C10-3V sn# B0R3KC 502052 C10-3V sn# B0R3N2 502053 C10-3V sn# B0Q21P 502054 C10-3V sn# B0R3MX 502055 C10-3V sn# B0X5J5 502056
502088 | SPECT/CT | Camera | Camera, SPECT/CT | Active | MSH | MSH | 6 | JDMI - Nuclear Medicine | 201-10 | Siemens | Symbia T16 | 1281 | 2014-06-09 | 750000 | 2015-06-09 | Line Source: Gd-153 Activity: 10 mCi (370 MBq) Serial No: L4-831 Reference Date: 1 Jun 14 Point Source: Co-57 Activity: 50 uCi (1.85 MBq) Serial No.: L3-246 Reference Date: 1 Jun 14 Gantry UPS (installed Sept1/20) sn=P204L19NW5 mn=Eaton 9PX5K IP=172.20.222.122 MAC=00 20 85 DE C6 38 DNS1=172.28.10.11 DNS2= .12
502089 | SPECT/CT | Camera | Camera, SPECT/CT | Active | MSH | MSH | 6 | JDMI - Nuclear Medicine | 201-12 | Siemens | Symbia T6 | 1263 | 2014-06-09 | 750000 | 2015-06-09
502107 | Ultrasound | Scanning Systems | Scanning Systems, Ultrasonic | Active | MSH | MSH | 17U | NICU |  | GE Healthcare | H45571LS - Vivid E9 | VE97560 | 2014-07-07 | 140000 | 2015-07-07 | PROBES: P2D MODEL TE100024 SN# H4830JE 12S-D MODEL 47237174 SN# 146493PD2 9L-D MODEL5194432 SN# 151572WP5 6S-D MODEL 47236955 SN# 147120PD0 DR. AMIS JAINS
502150 | Workstation | Workstation CT | Workstation CT | Active | MSH | MSH | 5 | JDMI - CT | NearUSReporting | Viatronix | V3D | 108 | 2006-04-01 | 0 | 2007-04-01
502151 | Workstation | Workstation CT | Workstation CT | Active | MSH | MSH | 5 | JDMI - CT | Reporting-523 | Viatronix | V3D | ? | 2006-04-01 | 0 | 2007-04-01
502171 | Workstation | Workstation | Workstation, NM | Active | MSH | MSH | 6 | JDMI - Nuclear Medicine | 201-8 | Thinking Systems Corp | MD Station | 7JJLH02 | 2008-12-10 | 0 | 2009-12-10 | Dell Precision T5610 Service Tag: 7JJLH02 Express Service Tag:16419248210 (verified Feb 2017) AE Title: MSH_MDS_5 Port: 2104 IP: 172.20.66.62 MAC f8-b1-56-b9-ac-90 Drop 416D Windows 7 Product Key:
502173 | Workstation | Workstation | Workstation, NM | Active | MSH | MSH | 6 | JDMI - Nuclear Medicine | 201-23 | Thinking Systems Corp | MD Station | 7JJNH02 | 2008-12-10 | 0 | 2009-12-10 | Dell Precision T5610 Service Tag: 7JJNH02 Express Service Tag: ____________ AE Title: MSH_MTS_7 Port: 2104 IP: 172.20.220.73 Windows 7 Product Key:
502215 | Ultrasound | Scanning Systems | Scanning Systems, Ultrasonic | Active | MSH | MSH | 10N | ENT Clinic |  | GE Healthcare | H48382AW 5419804/5499582 - Logiq e | 333960WX3 | 2014-10-20 | 0 | 2015-10-20
50222 | BLOOD FLOW DETECTORS, ULTRASONIC | BLOOD FLOW DETECTORS | BLOOD FLOW DETECTORS, ULTRASONIC | Active | MSH | MSH | 12S | Nursing 12S Medicine |  | HUNTLEIGH TECHNOLOGY INC | D920 | D920X0440637-00 | 2000-04-10 | 1001 | 2001-04-10
502231 | Fluoroscopy | RADIOGRAPHIC/FLUORO UNITS | RADIOGRAPHIC/FLUORO UNITS, GENERAL | Active | MSH | MSH | 5 | JDMI - Angio/Interventional | 509 (F2) | Canon | Ultimax-i | K2C1412003, 99A1412333, | 2014-11-28 | 807500 | 2015-11-28 | End of Support Date: Estimate: Mar. 31, 2024 New Install.
502237 | Ultrasound - POCUS | Scanning Systems | Scanning Systems, Ultrasonic | Active | MSH | OPG | 3rd Floor | FMU | SH OPG 3-804 B1 MATERNAL/FETAL MEDICINE 3rd Floor | Zonare Medical Systems | 82001M-20 | 05689C311E | 2013-04-08 | 0 | 2018-04-08 | JANUARY 24 2024 MSH OPG SPP ZONARE LOCATED IN OPG 3-804 B1 MATERNAL/FETAL MEDICINE WAS IN OLD L&D OB ANAESTHESIA , MOVED TO OPG AFTER NEW L&D OPENED MSH DB 63485-6%%%%%%%%%%%%REQ EDIT SAFETY APPROVAL: CE C/W PROBES: C6-2 PN# 84009-00 SN# 05471C6X113C E9-4 PN# 84002-00 SN# 06171EX111E C/W SMART CART PN# 85000S-00 SN# 07201C313C
502238 | Ultrasound - POCUS | Scanning Systems | Scanning Systems, Ultrasonic | Active | MSH | MSH | 5 | Special Pregnancy Program-Fetal | MSH OPG 3 SPP | Zonare Medical Systems | 82001M-20 | 04187C309K | 2013-04-08 | 0 | 2018-04-08 | TC 09/03/2019 04:37:48 PM, Whittington, Scott) MSH OR US ZONARE NO LONGER REQUIRED IN OR STORE IN MSH OPG 3 SPP JUNE 17 2021, KATIE ELLUI WANTS TO USE SYSTEM AT OPG SPP TXFR ASSET TO SPP COST CENTRE MSH DB#62901 %%%%%%%%%%%%%%%%REQ EDIT SAFETY APPROVAL: CE C/W PROBES: C6-2 PN# 84009-00 SN# 05471C6X113C E9-4 PN# 84002-00 SN# 06171EX111E C/W SMART CART PN# 85000S-00 SN# 07201C313C
502239 | Ultrasound - POCUS | Scanning Systems | Scanning Systems, Ultrasonic | Active | MSH | MSH | 3 | Emergency | ER | SonoSite (FujiFilm) | 16055-24 - X-Porte | 03WPXK | 2015-02-09 | 88850 | 2016-02-09 | Sonosite sales order#: 332455 C/W PROBES P21xp/5-1 PN#P14563-20 SN# 0405BX; L25xp/13-6 PN# P14566-20 SN# 03X2FL; C60xp/5-2 PN# P14561-20 SN# 03WPXK SPU STAND POWER UNIT SN# 01268
502355 | Ultrasound | Scanning Systems | Scanning Systems, Ultrasonic | Active | MSH | MSH | 16U | Echocardiography | CCU | Bard | 9760036 | DYRC5003 | 2007-06-01 | 0 | 2008-06-01 | Transferred to MIE 502355 from MSH Biomed DB #60093 11Dec2015 16 NORTH CARDIAC ACTING NUA MANAGER LIANDI ZHANG lzhang@mtsinai.on.ca x2107 16 NORTH CARDIAC WARD CLERK MAXINE DAWKINS mdawkins@mtsinai.on.ca x4600 Bard Canada - Service & Repair 2715 Bristol Circle, Unit #1 Oakville, ON L6H 6X5 Samantha Jafrabad RA/QA Specialist BARD Canada Inc. 289.291.8039 ¦ 1.866.587.4748 x284 ¦ F: 905.829.2745 samantha.jafrabad@crbard.com Bard Canada, Inc. 2715 BRISTOL CIRCLE, UNIT #1 OAKVILLE, ONTARIO L6H 6X5 Phone: 289-291-8000
502366 | Ultrasound | Scanning Systems | Scanning Systems, Ultrasonic | Active | MSH | MSH | 16U | Echocardiography | 1601RmC4? | GE Healthcare | H45581DA - Vivid E95 | AU00735 | 2016-07-01 | 0 |  | PROBES: MIE 502367/8 M5Sc-D: 189191YP0 replaced by 458680YP6 on Aug 31, 2023. Key: LQ6B8-EW9BS-%F9CY-WHS3M-GGGZP
502384 | Ultrasound - POCUS | Scanning Systems | Scanning Systems, Ultrasonic | Active | MSH | MSH | 2 | Surgical Skills Centre | SurgicalSkillCentre | SonoSite (FujiFilm) | P08189-10 - M-Turbo | 03BL85 | 2016-04-01 | 101700 | 2021-04-01 | ACCEPTANCE IN TO MIE DB ON MSH DB AS 63539 probes
502385 | Ultrasound - POCUS | Scanning Systems | Scanning Systems, Ultrasonic | Active | MSH | MSH | 2 | Surgical Skills Centre | SurgicalSkillCentre | SonoSite (FujiFilm) | L05323-14R - M-Turbo | WK2BP3 | 2016-04-01 | 101700 | 2021-04-01 | $101,700 FOR TEN Note; remanufactured probes
502386 | Ultrasound - POCUS | Scanning Systems | Scanning Systems, Ultrasonic | Active | MSH | MSH | 2 | Surgical Skills Centre | SurgicalSkillCentre | SonoSite (FujiFilm) | L05323-14R - M-Turbo | 03J4RW | 2016-04-01 | 101700 | 2021-04-01 | $101,700 FOR TEN Note; remanufactured probes
502387 | Ultrasound - POCUS | Scanning Systems | Scanning Systems, Ultrasonic | Active | MSH | MSH | 2 | Surgical Skills Centre | SurgicalSkillCentre | SonoSite (FujiFilm) | L05323-14R - M-Turbo | 03G1JR | 2016-04-01 | 101700 | 2021-04-01 | $101,700 FOR TEN Note; remanufactured probes
502388 | Ultrasound - POCUS | Scanning Systems | Scanning Systems, Ultrasonic | Active | MSH | MSH | 2 | Surgical Skills Centre | SurgicalSkillCentre | SonoSite (FujiFilm) | L05323-14R - M-Turbo | WK0WFW | 2016-04-01 | 101700 | 2021-04-01 | $101,700 FOR TEN Note; remanufactured probes
502389 | Ultrasound - POCUS | Scanning Systems | Scanning Systems, Ultrasonic | Active | MSH | MSH | 2 | Surgical Skills Centre | SurgicalSkillCentre | SonoSite (FujiFilm) | L05323-14R - M-Turbo | 03D2G6 | 2016-04-01 | 101700 | 2021-04-01 | $101,700 FOR TEN Note; remanufactured probes
502390 | Ultrasound - POCUS | Scanning Systems | Scanning Systems, Ultrasonic | Active | MSH | MSH | 2 | Surgical Skills Centre | SurgicalSkillCentre | SonoSite (FujiFilm) | L05323-14R - M-Turbo | WK1CGQ | 2016-04-01 | 101700 | 2021-04-01 | $101,700 FOR TEN Note; remanufactured probes
502391 | Ultrasound - POCUS | Scanning Systems | Scanning Systems, Ultrasonic | Active | MSH | MSH | 2 | Surgical Skills Centre | SurgicalSkillCentre | SonoSite (FujiFilm) | L05323-14R - M-Turbo | 039QZQ | 2016-04-01 | 101700 | 2021-04-01 | $101,700 FOR TEN Note; remanufactured probes
502392 | Ultrasound - POCUS | Scanning Systems | Scanning Systems, Ultrasonic | Active | MSH | MSH | 2 | Surgical Skills Centre | SurgicalSkillCentre | SonoSite (FujiFilm) | L05323-14R - M-Turbo | WK0MP6 | 2016-04-01 | 101700 | 2021-04-01 | $101,700 FOR TEN Note; remanufactured probes
502393 | Ultrasound - POCUS | Scanning Systems | Scanning Systems, Ultrasonic | Active | MSH | MSH | 2 | Surgical Skills Centre | SurgicalSkillCentre | SonoSite (FujiFilm) | L05323-14R - M-Turbo | 03DXFC | 2016-04-01 | 101700 | 2021-04-01 | $101,700 FOR TEN Note; remanufactured probes
502394 | Ultrasound - POCUS | Scanning Systems | Scanning Systems, Ultrasonic | Active | MSH | MSH | 2 | Surgical Skills Centre | SurgicalSkillCentre | SonoSite (FujiFilm) | L05323-14R - M-Turbo | WK2JP7 | 2016-04-01 | 101700 | 2021-04-01 | $101,700 FOR TEN Note; remanufactured probes
502419 | Workstation | Workstation | Workstation, NM | Active | MSH | MSH | 6 | JDMI - Nuclear Medicine | 201-10 | Siemens | SYMBIA-NET | 9566 | 2014-06-09 | 50000 | 2015-06-09
502424 | Magnetic Resonance Imaging (MRI) | Scanning Systems | Scanning Systems, Magnetic Resonance Imaging | Active | MSH | MSH | 5 | JDMI - MRI | MRI | Siemens | Aera 1.5T | 41096 | 2011-05-13 | 0 | 2011-05-13 | MSH AERA 1.5T, SITE #7244- Serial Number Year of manufacture Year of installation Software version
502425 | Magnetic Resonance Imaging (MRI) | Scanning Systems | Scanning Systems, Magnetic Resonance Imaging | Active | MSH | MSH | 5 | JDMI - MRI | MRI | Siemens | Skyra Fit 3T | 45087 | 2010-01-01 | 0 | 2011-01-01 | MSH SKYRA 3T, SITE #7243
502452 | Ultrasound | Scanning Systems | Scanning Systems, Ultrasonic | Active | MSH | OPG | 3rd Floor | Special Pregnancy Program-Fetal | SPP-3520(Rm E2) | GE Healthcare | H48701XT - Voluson E10 | E63595 | 2016-07-11 | 0 | 2017-07-11 | AE: MSH_US_SPP_VOLA IP: DHCP Newest MAC (MAY/19): C400AD21BCD0 OLD MAC: 00-0B-AB-AD-41-4A
502453 | Ultrasound | Scanning Systems | Scanning Systems, Ultrasonic | Active | MSH | OPG | 3rd Floor | Special Pregnancy Program-Fetal | SPP-3525(Rm D1) | GE Healthcare | H48701XT - Voluson E10 | E63599 | 2016-07-11 | 0 | 2017-07-11 | AE: MSH_US_SPP_VOLB IP: DHCP, MAC: C400AD4B123D Can't assign myself (Tak) to Asset Contact.
502456 | Power Systems, Uninterruptible | Power Systems | Power Systems, Uninterruptible | Active | MSH | MSH | 6 | JDMI - Nuclear Medicine | Nucmed T16 | American Power Conversion | Smart-UPS RT 5000 XL | OJ14021B0198 | 2013-07-29 | 0
502457 | Power Systems, Uninterruptible | Power Systems | Power Systems, Uninterruptible | Active | MSH | MSH | 6 | JDMI - Nuclear Medicine | 201-12 | American Power Conversion | Smart-UPS RT 5000 XL | OJ14021B0195 | 2013-07-29 | 0
502492 | Injectors, Contrast Media | Injectors | Injectors, Contrast Media | Active | MSH | MSH | 2 | JDMI - MRI | 207 (Research 1.5T MRI) | Bayer | MRXperion | 100166 (master s/n), 100173 | 2016-07-01 | 0 | 2017-07-01 | Master Serial Number 100166
50298 | MODULE, RECORDER | Physiologic Monitor Modules | Printer/Graphic Recorders | Active | MSH | MSH | 1 | Biomedical Engineering | Biomedical Eng. | HEWLETT-PACKARD CO. MED. PROD. | M1116B | 3809A86648 | 2000-10-01 | 2305 | 2001-10-01
50348 | Sphygmomanometers, Electronic, Automatic | Sphygmomanometers | Sphygmomanometers, Electronic, Automatic | Active | MSH | MSH | 17U | NICU | NICU | CRITIKON CANADA LTD | PRO 100 | 000M1449060 | 2000-06-09 | 4001 | 2001-06-09 | BATTERY, SLA-nov 2014
50350 | Sphygmomanometers, Electronic, Automatic | Sphygmomanometers | Sphygmomanometers, Electronic, Automatic | Active | MSH | MSH | 15M | Nursing 15 Murray/Antenatal | Antenatal | CRITIKON CANADA LTD | PRO 100 | M1449019 | 2000-06-09 | 4001 | 2001-06-09 | BATTERY, SLA Battery last replaced AUGUST 2014
50357 | Oximeters, Pulse | Oximeters | Oximeters, Pulse | Active | MSH | MSH | MSH | Respiratory Therapy | RESPIRATORY THERAPY | MALLINCKRODT INC | NPB-40 | G00813760 | 2000-06-19 | 801 | 2003-06-19
50366 | Physiologic Monitor Modules, Invasive Blood Pressure | Physiologic Monitor Modules | Physiologic Monitor Modules, Invasive Blood Pressure | Active | MSH | MSH | 17U | NICU | NICU | HEWLETT-PACKARD CO. MED. PROD. | M1006B | 3805G87494 | 2000-06-19 | 1201 | 2001-06-19
50409 | Lights, Examination | Lights | Lights, Examination | Active | MSH | MSH | 17U | NICU | NICU | Welch Allyn | 44200 | n/a | 2007-05-03 | 2001 | 2008-05-03
50411 | Oximeters, Pulse | Oximeters | Oximeters, Pulse | Active | MSH | MSH | 14S | Nursing 14S Medicine |  | MALLINCKRODT INC | NPB-290 | G99835163 | 1999-12-20 | 3001 | 2002-12-20 | BATTERY SLA MEMOCABINET BY LIBRARY, 3RD DRAWER.
50414 | Monitors, Vital Signs | Monitors, Vital Signs | Monitors, Vital Signs | Active | MSH | MSH | MSH | Echocardiography | ECHOCARDIOGRAPHY | Welch Allyn | 52000-E1 | 9601958 | 2006-03-01 | 5001 |  | BATTERY SLA. Battery last replaced in Oct. 2011.
50457 | Perimeters, Ophthalmic, Automated | Perimeters | Perimeters, Ophthalmic, Automated | Active | MSH | MSH | 12N | General Oncology Clinic | Oncology | HUMPHREY INSTRUMENT | 750 | 750-6007 | 2000-07-18 | 10001 | 2001-07-17
50495 | Lights, Examination | Lights | Lights, Examination | Active | MSH | MSH | MSH | Gynaecology-OPG | OBS/GYN. (AMB.) | Welch Allyn | 48830 | N/A | 2000-09-26 | 501 | 2000-09-26
50506 | Humidifiers, Heated | Humidifiers | Humidifiers, Heated | Active | MSH | MSH | 18 | ICU | ICU | FISHER & PAYKEL MEDICAL INC | HC100 | 2001-10JEU14738 | 2002-09-12 | 201 | 2003-09-12
50517 | Vacuum Extractors, Obstetric | Vacuum Extractors | Vacuum Extractors, Obstetric | Active | MSH | MSH | 15U | Obstetrical Suite (L&D) | L&D | MEDELA INC | Basic 30 | 1044786 | 2004-01-13 | 2001 | 2005-01-13
50518 | Vacuum Extractors, Obstetric | Vacuum Extractors | Vacuum Extractors, Obstetric | Active | MSH | MSH | 15U | Obstetrical Suite (L&D) | L&D | MEDELA INC | Basic 30 | 1044788 | 2004-01-13 | 2001 | 2005-01-13
50540 | Physiologic Monitor Modules, Invasive Blood Pressure | Physiologic Monitor Modules | Physiologic Monitor Modules, Invasive Blood Pressure | Active | MSH | MSH | 17U | NICU | NICU | HEWLETT-PACKARD CO. MED. PROD. | M1006B | 3805G87491 | 2000-06-19 | 1201 | 2001-06-19
50545 | Physiologic Monitor Modules, Invasive Blood Pressure | Physiologic Monitor Modules | Physiologic Monitor Modules, Invasive Blood Pressure | Active | MSH | MSH | 17U | NICU | NICU | HEWLETT-PACKARD CO. MED. PROD. | M1006B | 3805G88388 | 2000-06-19 | 1201 | 2001-06-19
50554 | Physiologic Monitor Modules, Invasive Blood Pressure | Physiologic Monitor Modules | Physiologic Monitor Modules, Invasive Blood Pressure | Active | MSH | MSH | 17U | NICU | NICU | HEWLETT-PACKARD CO. MED. PROD. | M1006B | 3805G88392 | 2000-06-19 | 1201 | 2001-06-19
50567 | Physiologic Monitor Modules, Invasive Blood Pressure | Physiologic Monitor Modules | Physiologic Monitor Modules, Invasive Blood Pressure | Active | MSH | MSH | 10S | Coronary Care Unit |  | HEWLETT-PACKARD CO. MED. PROD. | M1006B | 3805G87508 | 2000-06-19 | 1201 | 2001-06-19
50585 | Physiologic Monitor Modules, Invasive Blood Pressure | Physiologic Monitor Modules | Physiologic Monitor Modules, Invasive Blood Pressure | Active | MSH | MSH | 17U | NICU | NICU | HEWLETT-PACKARD CO. MED. PROD. | M1006B | 3805G87492 | 2000-06-19 | 1201 | 2001-06-19
50589 | Physiologic Monitor Modules, Invasive Blood Pressure | Physiologic Monitor Modules | Physiologic Monitor Modules, Invasive Blood Pressure | Active | MSH | MSH | 17U | NICU | NICU | HEWLETT-PACKARD CO. MED. PROD. | M1006B | 3805G88393 | 2000-06-19 | 1201 | 2001-06-19
50611 | Lights, Examination | Lights | Lights, Examination | Active | MSH | MSH | 16M | Mother & Baby | M&B | Berchtold |  |  | 2000-01-01 | 2001 | 2002-01-01
50622 | Lights, Examination | Lights | Lights, Examination | Active | MSH | MSH | 15U | Obstetrical Suite (L&D) | L&D | Berchtold | C300 |  | 2000-06-21 | 2001
50638 | Monitors, Bedside, Respiration, Exhaled Carbon Dioxide | Monitors | Monitors, Bedside, Respiration, Exhaled Carbon Dioxide | Active | MSH | MSH | 17U | NICU | NICU | NELLCOR PURITAN BENNETT INC | NPB-70 | 87100928 | 2001-09-03 | 4001 | 2002-09-03 | Calibration completed by Nellcor, based on internal hour meter
50640 | Monitors, Bedside, Respiration, Exhaled Carbon Dioxide | Monitors | Monitors, Bedside, Respiration, Exhaled Carbon Dioxide | Active | MSH | MSH | 17U | NICU | NICU | Level 1 Technology | NPB-70 | 87101001 | 2001-09-03 | 4001 | 2002-09-03 | Calibration completed by Nellcor, based on internal hour meter
50642 | Monitors, Bedside, Respiration, Exhaled Carbon Dioxide | Monitors | Monitors, Bedside, Respiration, Exhaled Carbon Dioxide | Active | MSH | MSH | 17U | NICU | NICU | Level 1 Technology | NPB-70 | 87100753 | 2001-09-03 | 4001 | 2002-09-03 | Calibration completed by Nellcor, based on internal hour meter
50643 | Monitors, Bedside, Respiration, Exhaled Carbon Dioxide | Monitors | Monitors, Bedside, Respiration, Exhaled Carbon Dioxide | Active | MSH | MSH | 17U | NICU | NICU | Level 1 Technology | NPB-70 | 87100942 | 2001-09-03 | 4001 | 2002-09-03 | Calibration completed by Nellcor, based on internal hour meter
50736 | Physiologic Monitor Modules, Invasive Blood Pressure | Physiologic Monitor Modules | Physiologic Monitor Modules, Invasive Blood Pressure | Active | MSH | MSH | 17U | NICU | NICU | HEWLETT-PACKARD CO. MED. PROD. | M1006B | 3805G87490 | 2000-06-19 | 1201 | 2001-06-19
50743 | Physiologic Monitor Modules, Invasive Blood Pressure | Physiologic Monitor Modules | Physiologic Monitor Modules, Invasive Blood Pressure | Active | MSH | MSH | 17U | NICU | NICU | HEWLETT-PACKARD CO. MED. PROD. | M1006B | 3523A22192 | 2000-06-19 | 1201 | 2001-06-19 | Repaired exchange olde SN # 3805G87499
50755 | Physiologic Monitor Modules, Invasive Blood Pressure | Physiologic Monitor Modules | Physiologic Monitor Modules, Invasive Blood Pressure | Active | MSH | MSH | 17U | NICU | NICU | HEWLETT-PACKARD CO. MED. PROD. | M1006B | 3805G88402 | 2000-06-19 | 1201 | 2001-06-19
50764 | Physiologic Monitor Modules, Invasive Blood Pressure | Physiologic Monitor Modules | Physiologic Monitor Modules, Invasive Blood Pressure | Active | MSH | MSH | 17U | NICU | NICU | HEWLETT-PACKARD CO. MED. PROD. | M1006B | 3805G88398 | 2000-06-19 | 1201 | 2001-06-19
50766 | MODULE, RECORDER | Physiologic Monitor Modules | Printer/Graphic Recorders | Active | MSH | MSH | 10S | Coronary Care Unit |  | Agilent | M1116B | 4011A89000 | 2000-05-01 | 2301 | 2001-05-01
50768 | MODULE, RECORDER | Physiologic Monitor Modules | Printer/Graphic Recorders | Active | MSH | MSH | 10S | Coronary Care Unit |  | Agilent | M1116B | 4011A88998 | 2001-04-01 | 2301 | 2002-04-01
50770 | MODULE, RECORDER | Physiologic Monitor Modules | Printer/Graphic Recorders | Active | MSH | MSH | 10S | Coronary Care Unit |  | Agilent | M1116B | 4011A89001 | 2001-04-01 | 2301 | 2002-04-01
50773 | MODULE, RECORDER | Physiologic Monitor Modules | Printer/Graphic Recorders | Active | MSH | MSH | 14N | Nursing 14N Surgery | Step Down Unit | Agilent | M1116B | 42278A50606 | 2001-09-01 | 2301 | 2002-09-01 | EXC UNIT M1116-68603
50775 | MODULE, RECORDER | Physiologic Monitor Modules | Printer/Graphic Recorders | Active | MSH | MSH | 14N | Nursing 14N Surgery | Step Down Unit | Agilent | M1116B | 4011A89002 | 2001-09-01 | 2301 | 2002-09-01
50877 | Microscopes, Light, Operating | Microscopes | Microscopes, Light, Operating | Active | MSH | MSH | 2 | Surgical Skills Centre | Surgical Skills Centre | CARL ZEISS CANADA LTD. | OPMI-1-FC | 153786 | 2000-11-09 | 30001 | 2000-11-09
50878 | Microscopes, Light, Operating | Microscopes | Microscopes, Light, Operating | Active | MSH | MSH | 2 | Surgical Skills Centre | Surgical Skills Centre | CARL ZEISS CANADA LTD. | OPMI-1-FC | 145821 | 2000-11-09 | 30001 | 2000-11-09
50879 | Microscopes, Light, Operating | Microscopes | Microscopes, Light, Operating | Active | MSH | MSH | 2 | Surgical Skills Centre | Surgical Skills Centre | CARL ZEISS CANADA LTD. | OPMI-1-FC | 130092 | 2000-11-09 | 30001 | 2000-11-09
50880 | Microscopes, Light, Operating | Microscopes | Microscopes, Light, Operating | Active | MSH | MSH | 2 | Surgical Skills Centre | Surgical Skills Centre | CARL ZEISS CANADA LTD. | OPMI-1-FC | 129562 | 2000-11-09 | 30001 | 2000-11-09
50881 | Microscopes, Light, Operating | Microscopes | Microscopes, Light, Operating | Active | MSH | MSH | 2 | Surgical Skills Centre | Surgical Skills Centre | CARL ZEISS CANADA LTD. | OPMI-1-FC | 129780 | 2000-11-09 | 30001 | 2000-11-09
50882 | Oximeters, Pulse | Oximeters | Oximeters, Pulse | Active | MSH | MSH | 14S | Nursing 14S Medicine |  | MALLINCKRODT INC | NPB-40 | G00835073 | 2000-11-20 | 801 | 2003-11-20
50909 | Urodynamic Measurement Systems | Urodynamic Measurement Systems | Urodynamic Measurement Systems | Active | MSH | OPG | 8th Floor | Urogynaecology-OPG | 8th Floor | Medtronic of Canada | FLOW TRANSDUCER | 10214 | 2001-01-10 | 5800 | 2002-01-11
50917 | Cameras, Microscope | Cameras | Cameras, Microscope | Active | MSH | MSH | 2 | Surgical Skills Centre | Surgical Skills Centre | Computer Motion | AESOP 3000 | 11230007 | 2001-01-16 | 2001 | 2002-01-16 | CONTROLLER & ROBOT ARM
50918 | Computers | Computers | Computers | Active | MSH | MSH | 2 | Surgical Skills Centre | Surgical Skills Centre | STRYKER CORP | 300-061 | 5073-9910 | 2001-01-16 | 10001 | 2002-01-18
50919 | Cameras, Microscope | Cameras | Cameras, Microscope | Active | MSH | MSH | 2 | Surgical Skills Centre | Surgical Skills Centre | Computer Motion | AESOP 3000 | 11240007 | 2001-01-16 | 2001 | 2002-01-18 | CONTROLLER & ROBOT ARM
50921 | Anesthesia Units | Anesthesia Units | Anesthesia Units | Active | MSH | MSH | 4 | Dental Clinic | Dentistry | Matrx | MDM | 33721 | 2001-02-01 | 3650 | 2002-02-01 | vendor supported, under contract with Benson Medical
50922 | Anesthesia Units | Anesthesia Units | Anesthesia Units | Active | MSH | MSH | 4 | Dental Clinic | Dentistry | Matrx | MDM | 33731 | 2001-02-01 | 3650 | 2002-02-01 | vendor supported, under contract with Benson Medical
50988 | Power Supplies | Power Supplies | Power Supplies | Active | MSH | MSH | 10N | Nursing 10S Geriatrics | Geriatrics | ARJO HOSPITAL EQUIPMENT INC | NDA400US | SE50000313 | 2001-03-21 | 401 | 2002-03-21 | ARJO Mfg.
50990 | Power Supplies | Power Supplies | Power Supplies | Active | MSH | MSH | 10N | Nursing 10S Geriatrics | Geriatrics | ARJO HOSPITAL EQUIPMENT INC | NDA400US | 50000316 | 2001-03-21 | 401 | 2002-03-21 | ARJO Mfg.
50991 | Power Supplies | Power Supplies | Power Supplies | Active | MSH | MSH | 10N | Nursing 10S Geriatrics | Geriatrics | ARJO HOSPITAL EQUIPMENT INC | NDA400US | 50000312 | 2001-03-21 | 401 | 2002-03-21 | ARJO Mfg.
50992 | Power Supplies | Power Supplies | Power Supplies | Active | MSH | MSH | 10N | Nursing 10S Geriatrics | Geriatrics | ARJO HOSPITAL EQUIPMENT INC | NDA400US | 50000315 | 2001-03-21 | 401 | 2002-03-21 | ARJO Mfg.
50997 | Lifts, Patient Transfer | Lifts | Lifts, Patient Transfer | Active | MSH | MSH | MSH | IVF Clinic | IVF Clinic | ARJO HOSPITAL EQUIPMENT INC | KRA0300 | GB0601863434002 | 2001-03-21 | 9001 | 2002-03-21 | ARJO PATIENT LIFT -Located 250 Dundas IVF Clinic
51028 | PRINTERS, LASER | PRINTERS | PRINTERS, LASER | Active | MSH | MSH | 1 | Biomedical Engineering | Biomedical Eng. | HEWLETT-PACKARD CO. MED. PROD. | LASERJET 1100 | USRJ057951 | 2001-05-14 | 501 | 2002-05-14 | PRINTER WITH 51070
51069 | Beds, Fixed, Air-Fluidized | Beds | Beds, Fixed, Air-Fluidized | Active | MSH | MSH | 10N | Nursing 10S Geriatrics | Geriatrics | HILL-ROM CO INC | SA1000 | HA107279 | 2001-04-23 | 10001 | 2002-04-23 | Building Services
51124 | MODULE, RECORDER | Physiologic Monitor Modules | Printer/Graphic Recorders | Active | MSH | MSH | 10S | Coronary Care Unit |  | Agilent | M1116B | 4011A95887 | 2001-04-01 | 2301 | 2002-04-01 | CAP1-500415
51128 | Display Monitor, Flat Panel | Display Monitor | Display Monitor, Flat Panel | Active | MSH | MSH | 10S | Coronary Care Unit |  | Mitsubishi International | LSA831W | 0700285EA | 2001-04-01 | 4001 | 2002-04-01 | CAP1-500413
51134 | PRINTERS, LASER | PRINTERS | PRINTERS, LASER | Active | MSH | OPG | 8th Floor | Urogynaecology-OPG | 8th Floor | HEWLETT-PACKARD CO. MED. PROD. | LASERJET 4L | USCC7902456 | 2000-08-28 | 1501 | 2001-08-29
51151 | Pumps, Laboratory | Pumps | Pumps, Laboratory | Active | MSH | MSH | MSH | Medical Imaging | RADIOLOGY | GILSON MEDICAL ELECTRONICS INC | MINIPULSE | 610F1616 | 2001-09-13 | 501 | 2002-09-13 | CSA APPROVED, FILE NO. F069208
51204 | MODULE, RECORDER | Physiologic Monitor Modules | Printer/Graphic Recorders | Active | MSH | MSH | 14N | Nursing 14N Surgery | Step Down Unit | Agilent | M1116B | 3809A86613 | 2001-09-01 | 2301 | 2002-09-01
51212 | Display Monitor, Flat Panel | Display Monitor | Display Monitor, Flat Panel | Active | MSH | MSH | 14N | Nursing 14N Surgery | Step Down Unit | Mitsubishi International | LSA831W | 0802027EA | 2001-09-01 | 4001 | 2002-09-01
51229 | Beds, Electric | Beds | Beds, Electric | Active | MSH | MSH | MSH | Unknown Ownership |  | STRYKER CORP | FL20E (GO BED) |  | 2002-11-26 | 10001 | 2006-11-26 | BED #119
51234 | Display Monitor, Flat Panel | Display Monitor | Display Monitor, Flat Panel | Active | MSH | MSH | 10S | Coronary Care Unit | CCU | VIEWSONIC | VLCDS22034-1 | A09014401309 | 2002-01-22 | 3001 | 2003-01-22 | CENTRAL STATION DISPLAY
51235 | Display Monitor, Flat Panel | Display Monitor | Display Monitor, Flat Panel | Active | MSH | MSH | 10S | Coronary Care Unit | CCU | VIEWSONIC | VLCDS22034-1 | A09013900723 | 2002-01-22 | 3001 | 2003-01-22 | CENTRAL STATION DISPLAY
51236 | Physiologic Monitor Modules, Invasive Blood Pressure | Physiologic Monitor Modules | Physiologic Monitor Modules, Invasive Blood Pressure | Active | MSH | MSH | 18 | ICU | ICU | Philips Healthcare | M1006B | DE805A2342 | 2002-01-01 | 2000 | 2003-01-24 | EXCHAN # M1006-68621
51237 | Pacemakers, Cardiac, External, Noninvasive Electrodes | Pacemakers | Pacemakers, Cardiac, External, Noninvasive Electrodes | Active | MSH | MSH | 16U | Cath Lab | Cath Lab | Medtronic of Canada | 5348 | PEP017544P | 2002-03-09 | 2001 | 2003-03-09 | PM check done regularly by pre-use check
51272 | Oximeters, Pulse | Oximeters | Oximeters, Pulse | Active | MSH | OPG | 8th Floor | FMU | 8th Floor | NELLCOR PURITAN BENNETT INC | NPB-40 | G01848508 | 2002-02-19 | 801 | 2005-02-19
51285 | Information Systems, Data Management, Cardiology | Information Systems | Information Systems, Data Management, Cardiology | Active | MSH | MSH | MSH | ECG Unit | ECG UNIT /CARDIOLOGY | HEWLETT-PACKARD CO. MED. PROD. | M3700A | KR04706889 | 2002-04-10 | 1001 | 2003-04-10 | 16 FLOOR CARDIOLOGY
51286 | Information Systems, Data Management, Cardiology | Information Systems | Information Systems, Data Management, Cardiology | Active | MSH | MSH | MSH | ECG Unit | ECG UNIT /CARDIOLOGY | Philips Healthcare | P2480AV/LC2000 | US12833573 | 2002-04-10 | 100001 | 2003-04-10 | 16TH FLOOR CARDIOLOGY MEMOPRINTER: MODEL C3166A, SERIAL NO. USBK171423
51294 | Detectors, Fetal Heart, Ultrasonic | Detectors | Detectors, Fetal Heart, Ultrasonic | Active | MSH | MSH | MSH | Gynaecology-OPG | OBS/GYN. (AMB.) | HUNTLEIGH TECHNOLOGY INC | FETAL DOPPLEX 2 | FD210421003-02 | 2002-04-05 | 952 | 2003-04-05
51295 | Detectors, Fetal Heart, Ultrasonic | Detectors | Detectors, Fetal Heart, Ultrasonic | Active | MSH | MSH | MSH | Gynaecology-OPG | OBS/GYN. (AMB.) | HUNTLEIGH TECHNOLOGY INC | FETAL DOPPLEX 2 | FD210421243-02 | 2002-04-05 | 952 | 2003-04-05
51296 | Detectors, Fetal Heart, Ultrasonic | Detectors | Detectors, Fetal Heart, Ultrasonic | Active | MSH | MSH | MSH | Gynaecology-OPG | OBS/GYN. (AMB.) | HUNTLEIGH TECHNOLOGY INC | FETAL DOPPLEX 2 | FD210421244-02 | 2002-04-05 | 952 | 2003-04-05
51299 | Pacemakers, Cardiac, External, Noninvasive Electrodes | Pacemakers | Pacemakers, Cardiac, External, Noninvasive Electrodes | Active | MSH | MSH | 16U | Cath Lab | Cath Lab | Medtronic of Canada | 5348 | PEP017543P | 2001-11-15 | 2000 | 2002-11-15 | PM check done regularly by pre-use check
51315 | Monitors, Vital Signs | Monitors, Vital Signs | Monitors, Vital Signs | Active | MSH | MSH | MSH | Rheumatology | LB L2-017 | Welch Allyn | 52000-E1 | 20011513 | 2002-05-24 | 5001 | 2003-05-24 | BATTERY SLA. THIS UNIT HAS BEEN IN SERVICE FOR ABOUT A YEAR. IT WAS NOT SENT TO BIOMED FOR AN INCOMING INSPECTION. THESE UNITS HAVE A TWO YEAR WARRANTY.
51321 | Monitors, Vital Signs | Monitors, Vital Signs | Monitors, Vital Signs | Active | MSH | MSH | MSH | Rheumatology | LB L2-204 | Welch Allyn | 52000-E1 | 20011521 | 2002-05-27 | 5001 | 2003-05-27 | BATTERY SLA. THIS UNIT HAS BEEN IN SERVICE FOR ABOUT A YEAR. IT WAS NOT SENT TO BIOMED FOR AN INCOMING INSPECTION. THESE UNITS HAVE A TWO YEAR WARRANTY. Out of service as of 10/06/09. could not locate since 2002. This unit was brought over for repair Feb. 17, 2011.
51333 | BLOOD FLOW DETECTORS, ULTRASONIC | BLOOD FLOW DETECTORS | BLOOD FLOW DETECTORS, ULTRASONIC | Active | MSH | MSH | 14N | Nursing 14N Surgery |  | PARKS MEDICAL ELECTRONICS INC | 841-A | N/A | 2002-07-31 | 665.5 | 2003-07-31 | MEMOCABINET BY LEO, 1ST DRAWER.
51361 | BLOOD FLOW DETECTORS, ULTRASONIC | BLOOD FLOW DETECTORS | BLOOD FLOW DETECTORS, ULTRASONIC | Active | MSH | MSH | 11N | Nursing 11N Medicine |  | PARKS MEDICAL ELECTRONICS INC | 841-A | 126423 | 2002-10-21 | 701 | 2003-10-21 | MEMO THE UNIT HAS TWO 8.1 MHZ ADULT TRANSDUCERS AND A USER MANUAL.
51368 | Physiologic Monitor Modules, Invasive Blood Pressure | Physiologic Monitor Modules | Physiologic Monitor Modules, Invasive Blood Pressure | Active | MSH | MSH | 10S | Coronary Care Unit | CCU | Philips Healthcare | M1006B | 3805G12572 | 2002-11-13 | 2000 | 2003-11-13 | EX#M1006-68621
51369 | Physiologic Monitor Modules, Invasive Blood Pressure | Physiologic Monitor Modules | Physiologic Monitor Modules, Invasive Blood Pressure | Active | MSH | MSH | 10S | Coronary Care Unit | CCU | Philips Healthcare | M1006B | DE805D4790 | 2002-11-13 | 2000 | 2003-11-13 | EX#M1006-68621
51386 | Beds, Electric | Beds | Beds, Electric | Active | MSH | MSH | MSH | Unknown Ownership | 14TH FLOOR | STRYKER CORP | FL17E (GO BED) | C07931 | 2002-11-26 | 10001 | 2006-11-26 | BED #077
51387 | Beds, Electric | Beds | Beds, Electric | Active | MSH | MSH | MSH | Unknown Ownership | 12TH FLOOR | STRYKER CORP | FL17E (GO BED) | C07975 | 2002-11-26 | 10001 | 2006-11-26 | BED #087
51388 | Beds, Electric | Beds | Beds, Electric | Active | MSH | MSH | MSH | Unknown Ownership | 12TH FLOOR | STRYKER CORP | FL17E (GO BED) | C07973 | 2002-11-26 | 10001 | 2006-11-26 | BED #078
51389 | Beds, Electric | Beds | Beds, Electric | Active | MSH | MSH | MSH | Unknown Ownership | 11TH FLOOR | STRYKER CORP | FL17E (GO BED) | C07972 | 2002-11-26 | 10001 | 2006-11-26 | BED #139
51390 | Beds, Electric | Beds | Beds, Electric | Active | MSH | MSH | MSH | Unknown Ownership | 17TH FLOOR | STRYKER CORP | FL17E (GO BED) | C07938 | 2002-11-26 | 10001 | 2006-11-26 | BED #050
51391 | Beds, Electric | Beds | Beds, Electric | Active | MSH | MSH | MSH | Unknown Ownership | 17TH FLOOR | STRYKER CORP | FL17E (GO BED) | C07971 | 2002-11-26 | 10001 | 2006-11-26 | BED #021
51392 | Beds, Electric | Beds | Beds, Electric | Active | MSH | MSH | MSH | Unknown Ownership | 12TH FLOOR | STRYKER CORP | FL17E (GO BED) | C07970 | 2002-11-26 | 10001 | 2006-11-26 | BED #085
51393 | Beds, Electric | Beds | Beds, Electric | Active | MSH | MSH | MSH | Unknown Ownership | 11TH FLOOR | STRYKER CORP | FL17E (GO BED) | C07969 | 2002-11-26 | 10001 | 2006-11-26 | BED #136
51394 | Beds, Electric | Beds | Beds, Electric | Active | MSH | MSH | MSH | Unknown Ownership | 17TH FLOOR | STRYKER CORP | FL17E (GO BED) | C07968 | 2002-11-26 | 10001 | 2006-11-26 | BED #018
51395 | Beds, Electric | Beds | Beds, Electric | Active | MSH | MSH | MSH | Unknown Ownership | 12TH FLOOR | STRYKER CORP | FL17E (GO BED) | C07967 | 2002-11-26 | 10001 | 2006-11-26 | BED #089
51396 | Beds, Electric | Beds | Beds, Electric | Active | MSH | MSH | MSH | Unknown Ownership | 17TH FLOOR | STRYKER CORP | FL17E (GO BED) | C07966 | 2002-11-26 | 10001 | 2006-11-26 | BED #167
51397 | Beds, Electric | Beds | Beds, Electric | Active | MSH | MSH | MSH | Unknown Ownership | 17TH FLOOR | STRYKER CORP | FL17E (GO BED) | C07965 | 2002-11-26 | 10001 | 2006-11-26 | BED #037
51398 | Beds, Electric | Beds | Beds, Electric | Active | MSH | MSH | MSH | Unknown Ownership | 14TH FLOOR | STRYKER CORP | FL17E (GO BED) | C07964 | 2002-11-26 | 10001 | 2006-11-26 | BED #067
51399 | Beds, Electric | Beds | Beds, Electric | Active | MSH | MSH | MSH | Unknown Ownership | 11TH FLOOR | STRYKER CORP | FL17E (GO BED) | C07963 | 2002-11-26 | 10001 | 2006-11-26 | BED #125
51400 | Beds, Electric | Beds | Beds, Electric | Active | MSH | MSH | MSH | Unknown Ownership | 12TH FLOOR | STRYKER CORP | FL17E (GO BED) | C07962 | 2002-11-26 | 10001 | 2006-11-26 | BED #092
51401 | Beds, Electric | Beds | Beds, Electric | Active | MSH | MSH | MSH | Unknown Ownership |  | STRYKER CORP | FL17E (GO BED) | C07908 | 2002-11-26 | 10001 | 2006-11-26 | LOCATED THRUOUT HOSP.
51402 | Beds, Electric | Beds | Beds, Electric | Active | MSH | MSH | MSH | Unknown Ownership | 12TH FLOOR | STRYKER CORP | FL17E (GO BED) | C07907 | 2002-11-26 | 10001 | 2006-11-26 | BED #079
51403 | Beds, Electric | Beds | Beds, Electric | Active | MSH | MSH | MSH | Unknown Ownership | 17TH FLOOR | STRYKER CORP | FL17E (GO BED) | C07939 | 2002-11-26 | 10001 | 2006-11-26 | BED #027
51404 | Beds, Electric | Beds | Beds, Electric | Active | MSH | MSH | MSH | Unknown Ownership | 14TH FLOOR | STRYKER CORP | FL17E (GO BED) | C07902 | 2002-11-26 | 10001 | 2006-11-26 | BED #068
51405 | Beds, Electric | Beds | Beds, Electric | Active | MSH | MSH | MSH | Unknown Ownership | 17TH FLOOR | STRYKER CORP | FL17E (GO BED) | C07950 | 2002-11-26 | 10001 | 2006-11-26 | BED #048
51406 | Beds, Electric | Beds | Beds, Electric | Active | MSH | MSH | MSH | Unknown Ownership | 12TH FLOOR | STRYKER CORP | FL17E (GO BED) | C07937 | 2002-11-26 | 10001 | 2006-11-26 | BED #010
51407 | Beds, Electric | Beds | Beds, Electric | Active | MSH | MSH | MSH | Unknown Ownership | 17TH FLOOR | STRYKER CORP | FL17E (GO BED) | C07914 | 2002-11-26 | 10001 | 2006-11-26 | BED #008
51408 | Beds, Electric | Beds | Beds, Electric | Active | MSH | MSH | MSH | Unknown Ownership | 17TH FLOOR | STRYKER CORP | FL17E (GO BED) | C07952 | 2002-11-26 | 10001 | 2006-11-26 | BED #023
51409 | Beds, Electric | Beds | Beds, Electric | Active | MSH | MSH | MSH | Unknown Ownership | 17TH FLOOR | STRYKER CORP | FL17E (GO BED) | C07918 | 2002-11-26 | 10001 | 2006-11-26 | BED #038
51410 | Beds, Electric | Beds | Beds, Electric | Active | MSH | MSH | MSH | Unknown Ownership | 17TH FLOOR | STRYKER CORP | FL17E (GO BED) | C07900 | 2002-11-26 | 10001 | 2006-11-26 | BED #001
51411 | Beds, Electric | Beds | Beds, Electric | Active | MSH | MSH | MSH | Unknown Ownership | 17TH FLOOR | STRYKER CORP | FL17E (GO BED) | C07915 | 2002-11-26 | 10001 | 2006-11-26 | BED #165
51412 | Beds, Electric | Beds | Beds, Electric | Active | MSH | MSH | MSH | Unknown Ownership | 17TH FLOOR | STRYKER CORP | FL17E (GO BED) | C07906 | 2002-11-26 | 10001 | 2006-11-26 | BED #043
51413 | Beds, Electric | Beds | Beds, Electric | Active | MSH | MSH | MSH | Unknown Ownership | 17TH FLOOR | STRYKER CORP | FL17E (GO BED) | C07947 | 2002-11-26 | 10001 | 2006-11-26 | BED #028
51414 | Beds, Electric | Beds | Beds, Electric | Active | MSH | MSH | MSH | Unknown Ownership | 17TH FLOOR | STRYKER CORP | FL17E (GO BED) | C07905 | 2002-11-26 | 10001 | 2006-11-26 | BED #026
51415 | Beds, Electric | Beds | Beds, Electric | Active | MSH | MSH | MSH | Unknown Ownership | 17TH FLOOR | STRYKER CORP | FL17E (GO BED) | C07944 | 2002-11-26 | 10001 | 2006-11-26 | BED #019
51416 | Beds, Electric | Beds | Beds, Electric | Active | MSH | MSH | MSH | Unknown Ownership | 17TH FLOOR | STRYKER CORP | FL17E (GO BED) | C07945 | 2002-11-26 | 10001 | 2006-11-26 | BED #006
51417 | Beds, Electric | Beds | Beds, Electric | Active | MSH | MSH | MSH | Unknown Ownership | 17TH FLOOR | STRYKER CORP | FL17E (GO BED) | C07916 | 2002-11-26 | 10001 | 2006-11-26 | BED #030
51418 | Beds, Electric | Beds | Beds, Electric | Active | MSH | MSH | MSH | Unknown Ownership | 14TH FLOOR | STRYKER CORP | FL17E (GO BED) | C07943 | 2002-11-26 | 10001 | 2006-11-26 | BED #060
51419 | Beds, Electric | Beds | Beds, Electric | Active | MSH | MSH | MSH | Unknown Ownership | 12TH FLOOR | STRYKER CORP | FL17E (GO BED) | C07901 | 2002-11-26 | 10001 | 2006-11-26 | BED #163
51420 | Beds, Electric | Beds | Beds, Electric | Active | MSH | MSH | MSH | Unknown Ownership | 14TH FLOOR | STRYKER CORP | FL20E (GO BED) | G01739 | 2002-11-26 | 10001 | 2006-11-26 | BED #058
51421 | Beds, Electric | Beds | Beds, Electric | Active | MSH | MSH | MSH | Unknown Ownership | 17TH FLOOR | STRYKER CORP | FL20E (GO BED) | G01741 | 2002-11-26 | 10001 | 2006-11-26 | BED #042
51422 | Beds, Electric | Beds | Beds, Electric | Active | MSH | MSH | MSH | Unknown Ownership | 17TH FLOOR | STRYKER CORP | FL20E (GO BED) | G01742 | 2002-11-26 | 10001 | 2006-11-26 | BED #040
51423 | Beds, Electric | Beds | Beds, Electric | Active | MSH | MSH | MSH | Unknown Ownership | 17TH FLOOR | STRYKER CORP | FL20E (GO BED) | G01745 | 2002-11-26 | 10001 | 2006-11-26 | BED #011
51424 | Beds, Electric | Beds | Beds, Electric | Active | MSH | MSH | MSH | Unknown Ownership | CCU | STRYKER CORP | FL20E (GO BED) | G01737 | 2002-11-26 | 10001 | 2006-11-26 | BED CCU2
51425 | Beds, Electric | Beds | Beds, Electric | Active | MSH | MSH | MSH | Unknown Ownership | MSH-600 University-10-South H | STRYKER CORP | FL20E (GO BED) | G01744 | 2002-11-26 | 10001 | 2006-11-26 | BED #041
51426 | Beds, Electric | Beds | Beds, Electric | Active | MSH | MSH | MSH | Unknown Ownership | CCU | STRYKER CORP | FL20E (GO BED) | G01736 | 2002-11-26 | 10001 | 2006-11-26 | BED CCU5
51427 | Beds, Electric | Beds | Beds, Electric | Active | MSH | MSH | MSH | Unknown Ownership | 14TH FLOOR | STRYKER CORP | FL20E (GO BED) | G01747 | 2002-11-26 | 10001 | 2006-11-26 | BED #059
51428 | Beds, Electric | Beds | Beds, Electric | Active | MSH | MSH | MSH | Unknown Ownership | 14TH FLOOR | STRYKER CORP | FL20E (GO BED) | G01746 | 2002-11-26 | 10001 | 2006-11-26 | BED #056
51429 | Beds, Electric | Beds | Beds, Electric | Active | MSH | MSH | MSH | Unknown Ownership | CCU | STRYKER CORP | FL20E (GO BED) | G01743 | 2002-11-26 | 10001 | 2006-11-26 | BED CCU1
51430 | Beds, Electric | Beds | Beds, Electric | Active | MSH | MSH | MSH | Unknown Ownership | 14TH FLOOR | STRYKER CORP | FL20E (GO BED) | G01748 | 2002-11-26 | 10001 | 2006-11-26 | BED #061
51431 | Beds, Electric | Beds | Beds, Electric | Active | MSH | MSH | MSH | Unknown Ownership | CCU | STRYKER CORP | FL20E (GO BED) | G01740 | 2002-11-26 | 10001 | 2006-11-26 | BED CCU3
51433 | Beds, Electric | Beds | Beds, Electric | Active | MSH | MSH | MSH | Unknown Ownership | 17TH FLOOR | STRYKER CORP | FL17E (GO BED) | C07940 | 2002-11-26 | 10001 | 2006-11-26 | BED #168
51434 | Beds, Electric | Beds | Beds, Electric | Active | MSH | MSH | MSH | Unknown Ownership | 12TH FLOOR | STRYKER CORP | FL17E (GO BED) | C07904 | 2002-11-26 | 10001 | 2006-11-26 | BED #082
51435 | Beds, Electric | Beds | Beds, Electric | Active | MSH | MSH | MSH | Unknown Ownership | 17TH FLOOR | STRYKER CORP | FL17E (GO BED) | C07919 | 2002-11-26 | 10001 | 2006-11-26 | BED #035
51436 | Beds, Electric | Beds | Beds, Electric | Active | MSH | MSH | MSH | Unknown Ownership | 11TH FLOOR | STRYKER CORP | FL17E (GO BED) | C07927 | 2002-11-26 | 10001 | 2006-11-26 | BED #127
51437 | Beds, Electric | Beds | Beds, Electric | Active | MSH | MSH | MSH | Unknown Ownership | 12TH FLOOR | STRYKER CORP | FL17E (GO BED) | C07954 | 2002-11-26 | 10001 | 2006-11-26 | BED #080
51438 | Beds, Electric | Beds | Beds, Electric | Active | MSH | MSH | MSH | Unknown Ownership | 12TH FLOOR | STRYKER CORP | FL17E (GO BED) | C07924 | 2002-11-26 | 10001 | 2006-11-26 | BED #095
51439 | Beds, Electric | Beds | Beds, Electric | Active | MSH | MSH | MSH | Unknown Ownership | 12TH FLOOR | STRYKER CORP | FL17E (GO BED) | C07926 | 2002-11-26 | 10001 | 2006-11-26 | BED #093
51440 | Beds, Electric | Beds | Beds, Electric | Active | MSH | MSH | MSH | Unknown Ownership | 17TH FLOOR | STRYKER CORP | FL17E (GO BED) | C07941 | 2002-11-26 | 10001 | 2006-11-26 | BED #014
51441 | Beds, Electric | Beds | Beds, Electric | Active | MSH | MSH | MSH | Unknown Ownership | 17TH FLOOR | STRYKER CORP | FL17E (GO BED) | C07942 | 2002-11-26 | 10001 | 2006-11-26 | BED #016
51442 | Beds, Electric | Beds | Beds, Electric | Active | MSH | MSH | MSH | Unknown Ownership | 17TH FLOOR | STRYKER CORP | FL17E (GO BED) | C07920 | 2002-11-26 | 10001 | 2006-11-26 | BED #045
51443 | Beds, Electric | Beds | Beds, Electric | Active | MSH | MSH | MSH | Unknown Ownership | 11TH FLOOR | STRYKER CORP | FL17E (GO BED) | C07922 | 2002-11-26 | 10001 | 2006-11-26 | BED #131
51444 | Beds, Electric | Beds | Beds, Electric | Active | MSH | MSH | MSH | Unknown Ownership | 17TH FLOOR | STRYKER CORP | FL17E (GO BED) | C07953 | 2002-11-26 | 10001 | 2006-11-26 | BED #025
51445 | Beds, Electric | Beds | Beds, Electric | Active | MSH | MSH | MSH | Unknown Ownership | 17TH FLOOR | STRYKER CORP | FL17E (GO BED) | C07917 | 2002-11-26 | 10001 | 2006-11-26 | BED #012
51446 | Beds, Electric | Beds | Beds, Electric | Active | MSH | MSH | MSH | Unknown Ownership | 17TH FLOOR | STRYKER CORP | FL17E (GO BED) | C07946 | 2002-11-26 | 10001 | 2006-11-26 | BED #020
51447 | Beds, Electric | Beds | Beds, Electric | Active | MSH | MSH | MSH | Unknown Ownership | 17TH FLOOR | STRYKER CORP | FL17E (GO BED) | C07921 | 2002-11-26 | 10001 | 2006-11-26 | BED #004
51448 | Beds, Electric | Beds | Beds, Electric | Active | MSH | MSH | MSH | Unknown Ownership | 14TH FLOOR | STRYKER CORP | FL17E (GO BED) | C07913 | 2002-11-26 | 10001 | 2006-11-26 | BED #074
51449 | Beds, Electric | Beds | Beds, Electric | Active | MSH | MSH | MSH | Unknown Ownership | 12TH FLOOR | STRYKER CORP | FL17E (GO BED) | C07912 | 2002-11-26 | 10001 | 2006-11-26 | BED #090
51450 | Beds, Electric | Beds | Beds, Electric | Active | MSH | MSH | MSH | Unknown Ownership | 17TH FLOOR | STRYKER CORP | FL17E (GO BED) | C07911 | 2002-11-26 | 10001 | 2006-11-26 | BED #017
51451 | Beds, Electric | Beds | Beds, Electric | Active | MSH | MSH | MSH | Unknown Ownership | 17TH FLOOR | STRYKER CORP | FL17E (GO BED) | C07910 | 2002-11-26 | 10001 | 2006-11-26 | BED #005
51452 | Beds, Electric | Beds | Beds, Electric | Active | MSH | MSH | MSH | Unknown Ownership | 11TH FLOOR | STRYKER CORP | FL17E (GO BED) | C07909 | 2002-11-26 | 10001 | 2006-11-26 | BED #155
51453 | Beds, Electric | Beds | Beds, Electric | Active | MSH | MSH | MSH | Unknown Ownership | 11TH FLOOR | STRYKER CORP | FL17E (GO BED) | C07949 | 2002-11-26 | 10001 | 2006-11-26 | BED #128
51454 | Beds, Electric | Beds | Beds, Electric | Active | MSH | MSH | MSH | Unknown Ownership | 14TH FLOOR | STRYKER CORP | FL17E (GO BED) | C07936 | 2002-11-26 | 10001 | 2006-11-26 | BED #062
51455 | Beds, Electric | Beds | Beds, Electric | Active | MSH | MSH | MSH | Unknown Ownership | 17TH FLOOR | STRYKER CORP | FL17E (GO BED) | C07935 | 2002-11-26 | 10001 | 2006-11-26 | BED #024
51456 | Beds, Electric | Beds | Beds, Electric | Active | MSH | MSH | MSH | Unknown Ownership | 11TH FLOOR | STRYKER CORP | FL17E (GO BED) | C07925 | 2002-11-26 | 10001 | 2006-11-26 | BED #124
51457 | Beds, Electric | Beds | Beds, Electric | Active | MSH | MSH | MSH | Unknown Ownership | 17TH FLOOR | STRYKER CORP | FL17E (GO BED) | C07923 | 2002-11-26 | 10001 | 2006-11-26 | BED #046
51458 | Beds, Electric | Beds | Beds, Electric | Active | MSH | MSH | MSH | Unknown Ownership | 12TH FLOOR | STRYKER CORP | FL17E (GO BED) | C07933 | 2002-11-26 | 10001 | 2006-11-26 | BED #084
51459 | Beds, Electric | Beds | Beds, Electric | Active | MSH | MSH | MSH | Unknown Ownership | 11TH FLOOR | STRYKER CORP | FL17E (GO BED) | C08028 | 2002-11-26 | 10001 | 2006-11-26 | BED #104
51460 | Beds, Electric | Beds | Beds, Electric | Active | MSH | MSH | MSH | Unknown Ownership | 11TH FLOOR | STRYKER CORP | FL17E (GO BED) | C08042 | 2002-11-26 | 10001 | 2006-11-26 | BED #140
51461 | Beds, Electric | Beds | Beds, Electric | Active | MSH | MSH | MSH | Unknown Ownership | 11TH FLOOR | STRYKER CORP | FL17E (GO BED) | C08041 | 2002-11-26 | 10001 | 2006-11-26 | BED #144
51462 | Beds, Electric | Beds | Beds, Electric | Active | MSH | MSH | MSH | Unknown Ownership | 11TH FLOOR | STRYKER CORP | FL17E (GO BED) | C07989 | 2002-11-26 | 10001 | 2006-11-26 | BED #129
51463 | Beds, Electric | Beds | Beds, Electric | Active | MSH | MSH | MSH | Unknown Ownership | 12TH FLOOR | STRYKER CORP | FL17E (GO BED) | C07903 | 2002-11-26 | 10001 | 2006-11-26 | BED #094
51464 | Beds, Electric | Beds | Beds, Electric | Active | MSH | MSH | MSH | Unknown Ownership | 12TH FLOOR | STRYKER CORP | FL17E (GO BED) | C07948 | 2002-11-26 | 10001 | 2006-11-26 | BED #039
51465 | Beds, Electric | Beds | Beds, Electric | Active | MSH | MSH | MSH | Unknown Ownership | 12TH FLOOR | STRYKER CORP | FL17E (GO BED) | C07956 | 2002-11-26 | 10001 | 2006-11-26 | BED #088
51466 | Beds, Electric | Beds | Beds, Electric | Active | MSH | MSH | MSH | Unknown Ownership | 14TH FLOOR | STRYKER CORP | FL17E (GO BED) | C07977 | 2002-11-26 | 10001 | 2006-11-26 | BED #057
51467 | Beds, Electric | Beds | Beds, Electric | Active | MSH | MSH | MSH | Unknown Ownership | 11TH FLOOR | STRYKER CORP | FL17E (GO BED) | C07957 | 2002-11-26 | 10001 | 2006-11-26 | BED #126
51468 | Beds, Electric | Beds | Beds, Electric | Active | MSH | MSH | MSH | Unknown Ownership | 12TH FLOOR | STRYKER CORP | FL17E (GO BED) | C07978 | 2002-11-26 | 10001 | 2006-11-26 | BED #096
51469 | Beds, Electric | Beds | Beds, Electric | Active | MSH | MSH | MSH | Unknown Ownership | 14TH FLOOR | STRYKER CORP | FL17E (GO BED) | C07960 | 2002-11-26 | 10001 | 2006-11-26 | BED #047
51470 | Beds, Electric | Beds | Beds, Electric | Active | MSH | MSH | MSH | Unknown Ownership | 14TH FLOOR | STRYKER CORP | FL17E (GO BED) | C07958 | 2002-11-26 | 10001 | 2006-11-26 | BED #053
51471 | Beds, Electric | Beds | Beds, Electric | Active | MSH | MSH | MSH | Unknown Ownership | 12TH FLOOR | STRYKER CORP | FL17E (GO BED) | CO7976 | 2002-11-26 | 10001 | 2006-11-26 | BED #083
51472 | Beds, Electric | Beds | Beds, Electric | Active | MSH | MSH | MSH | Unknown Ownership | 17TH FLOOR | STRYKER CORP | FL17E (GO BED) | C07032 | 2002-11-26 | 10001 | 2006-11-26 | BED #086
51473 | Beds, Electric | Beds | Beds, Electric | Active | MSH | MSH | MSH | Unknown Ownership | 11TH FLOOR | STRYKER CORP | FL17E (GO BED) | C07934 | 2002-11-26 | 10001 | 2006-11-26 | BED #118
51474 | Beds, Electric | Beds | Beds, Electric | Active | MSH | MSH | MSH | Unknown Ownership | 11TH FLOOR | STRYKER CORP | FL17E (GO BED) | C07929 | 2002-11-26 | 10001 | 2006-11-26 | BED #146
51475 | Beds, Electric | Beds | Beds, Electric | Active | MSH | MSH | MSH | Unknown Ownership | 17TH FLOOR | STRYKER CORP | FL17E (GO BED) | C07930 | 2002-11-26 | 10001 | 2006-11-26 | BED #002
51476 | Beds, Electric | Beds | Beds, Electric | Active | MSH | MSH | MSH | Unknown Ownership | 17TH FLOOR | STRYKER CORP | FL17E (GO BED) | C07928 | 2002-11-26 | 10001 | 2006-11-26 | BED #015
51477 | Beds, Electric | Beds | Beds, Electric | Active | MSH | MSH | MSH | Unknown Ownership | 11TH FLOOR | STRYKER CORP | FL17E (GO BED) | C08044 | 2002-11-26 | 10001 | 2006-11-26 | BED #071
51478 | Beds, Electric | Beds | Beds, Electric | Active | MSH | MSH | MSH | Unknown Ownership | 11TH FLOOR | STRYKER CORP | FL17E (GO BED) | CO7991 | 2002-11-26 | 10001 | 2006-11-26 | BED #133
51479 | Beds, Electric | Beds | Beds, Electric | Active | MSH | MSH | MSH | Unknown Ownership | 12TH FLOOR | STRYKER CORP | FL17E (GO BED) | C08043 | 2002-11-26 | 10001 | 2006-11-26 | BED #097
51480 | Beds, Electric | Beds | Beds, Electric | Active | MSH | MSH | MSH | Unknown Ownership | 11TH FLOOR | STRYKER CORP | FL17E (GO BED) | C07985 | 2002-11-26 | 10001 | 2006-11-26 | BED #130
51481 | Beds, Electric | Beds | Beds, Electric | Active | MSH | MSH | MSH | Unknown Ownership | 11TH FLOOR | STRYKER CORP | FL17E (GO BED) | C07984 | 2002-11-26 | 10001 | 2006-11-26 | BED #151
51482 | Beds, Electric | Beds | Beds, Electric | Active | MSH | MSH | MSH | Unknown Ownership | 11TH FLOOR | STRYKER CORP | FL17E (GO BED) | C07979 | 2002-11-26 | 10001 | 2006-11-26 | BED #098
51483 | Beds, Electric | Beds | Beds, Electric | Active | MSH | MSH | MSH | Unknown Ownership | 11TH FLOOR | STRYKER CORP | FL17E (GO BED) | C08036 | 2002-11-26 | 10001 | 2006-11-26 | BED #105
51484 | Beds, Electric | Beds | Beds, Electric | Active | MSH | MSH | MSH | Unknown Ownership | 11TH FLOOR | STRYKER CORP | FL17E (GO BED) | C08040 | 2002-11-26 | 10001 | 2006-11-26 | BED #115
51485 | Beds, Electric | Beds | Beds, Electric | Active | MSH | MSH | MSH | Unknown Ownership | 11TH FLOOR | STRYKER CORP | FL17E (GO BED) | C07986 | 2002-11-26 | 10001 | 2006-11-26 | BED #148
51486 | Beds, Electric | Beds | Beds, Electric | Active | MSH | MSH | MSH | Unknown Ownership | 12TH FLOOR | STRYKER CORP | FL17E (GO BED) | C08031 | 2002-11-26 | 10001 | 2006-11-26 | BED #081
51487 | Beds, Electric | Beds | Beds, Electric | Active | MSH | MSH | MSH | Unknown Ownership | 11TH FLOOR | STRYKER CORP | FL17E (GO BED) | C07974 | 2002-11-26 | 10001 | 2006-11-26 | BED #143
51488 | Beds, Electric | Beds | Beds, Electric | Active | MSH | MSH | MSH | Unknown Ownership | 11TH FLOOR | STRYKER CORP | FL17E (GO BED) | C08033 | 2002-11-26 | 10001 | 2006-11-26 | BED #150
51489 | Beds, Electric | Beds | Beds, Electric | Active | MSH | MSH | MSH | Unknown Ownership |  | STRYKER CORP | FL17E (GO BED) | C08030 | 2002-11-26 | 10001 | 2006-11-26 | BEDS LOCATED THRUOUT HOSP.
51490 | Beds, Electric | Beds | Beds, Electric | Active | MSH | MSH | MSH | Unknown Ownership | 11TH FLOOR | STRYKER CORP | FL17E (GO BED) | C07983 | 2002-11-26 | 10001 | 2006-11-26 | BED #106
51491 | Beds, Electric | Beds | Beds, Electric | Active | MSH | MSH | MSH | Unknown Ownership | 11TH FLOOR | STRYKER CORP | FL17E (GO BED) | C07980 | 2002-11-26 | 10001 | 2006-11-26 | BED #121
51492 | Beds, Electric | Beds | Beds, Electric | Active | MSH | MSH | MSH | Unknown Ownership | 11TH FLOOR | STRYKER CORP | FL17E (GO BED) | C08010 | 2002-11-26 | 10001 | 2006-11-26 | BED #162
51493 | Beds, Electric | Beds | Beds, Electric | Active | MSH | MSH | MSH | Unknown Ownership | 11TH FLOOR | STRYKER CORP | FL17E (GO BED) | C08039 | 2002-11-26 | 10001 | 2006-11-26 | BED #153
51494 | Beds, Electric | Beds | Beds, Electric | Active | MSH | MSH | MSH | Unknown Ownership | 11TH FLOOR | STRYKER CORP | FL17E (GO BED) | C08004 | 2002-11-26 | 10001 | 2006-11-26 | BED #044
51495 | Beds, Electric | Beds | Beds, Electric | Active | MSH | MSH | MSH | Unknown Ownership | 11TH FLOOR | STRYKER CORP | FL17E (GO BED) | C08034 | 2002-11-26 | 10001 | 2006-11-26 | BED #137
51496 | Beds, Electric | Beds | Beds, Electric | Active | MSH | MSH | MSH | Unknown Ownership | 11TH FLOOR | STRYKER CORP | FL17E (GO BED) | C08005 | 2002-11-26 | 10001 | 2006-11-26 | BED #135
51497 | Beds, Electric | Beds | Beds, Electric | Active | MSH | MSH | MSH | Unknown Ownership | 14TH FLOOR | STRYKER CORP | FL17E (GO BED) | C08008 | 2002-11-26 | 10001 | 2006-11-26 | BED #064
51498 | Beds, Electric | Beds | Beds, Electric | Active | MSH | MSH | MSH | Unknown Ownership | 11TH FLOOR | STRYKER CORP | FL17E (GO BED) | C07988 | 2002-11-26 | 10001 | 2006-11-26 | BED #149
51499 | Beds, Electric | Beds | Beds, Electric | Active | MSH | MSH | MSH | Unknown Ownership | 14TH FLOOR | STRYKER CORP | FL17E (GO BED) | C07982 | 2002-11-26 | 10001 | 2006-11-26 | BED #075
51500 | Beds, Electric | Beds | Beds, Electric | Active | MSH | MSH | MSH | Unknown Ownership | 17TH FLOOR | STRYKER CORP | FL17E (GO BED) | C08002 | 2002-11-26 | 10001 | 2006-11-26 | BED #009
51501 | Beds, Electric | Beds | Beds, Electric | Active | MSH | MSH | MSH | Unknown Ownership | 14TH FLOOR | STRYKER CORP | FL17E (GO BED) | C08059 | 2002-11-26 | 10001 | 2006-11-26 | BED #051
51502 | Beds, Electric | Beds | Beds, Electric | Active | MSH | MSH | MSH | Unknown Ownership | 11TH FLOOR | STRYKER CORP | FL17E (GO BED) | C08035 | 2002-11-26 | 10001 | 2006-11-26 | BED #073
51503 | Beds, Electric | Beds | Beds, Electric | Active | MSH | MSH | MSH | Unknown Ownership | 11TH FLOOR | STRYKER CORP | FL17E (GO BED) | C08029 | 2002-11-26 | 10001 | 2006-11-26 | BED #101
51504 | Beds, Electric | Beds | Beds, Electric | Active | MSH | MSH | MSH | Unknown Ownership | 11TH FLOOR | STRYKER CORP | FL17E (GO BED) | C08000 | 2002-11-26 | 10001 | 2006-11-26 | BED #145
51505 | Beds, Electric | Beds | Beds, Electric | Active | MSH | MSH | MSH | Unknown Ownership | 11TH FLOOR | STRYKER CORP | FL17E (GO BED) | C08006 | 2002-11-26 | 10001 | 2006-11-26 | BED #158
51506 | Beds, Electric | Beds | Beds, Electric | Active | MSH | MSH | MSH | Unknown Ownership | 11TH FLOOR | STRYKER CORP | FL17E (GO BED) | C07999 | 2002-11-26 | 10001 | 2006-11-26 | BED #138
51507 | Beds, Electric | Beds | Beds, Electric | Active | MSH | MSH | MSH | Unknown Ownership | 11TH FLOOR | STRYKER CORP | FL17E (GO BED) | C07992 | 2002-11-26 | 10001 | 2006-11-26 | BED #102
51508 | Beds, Electric | Beds | Beds, Electric | Active | MSH | MSH | MSH | Unknown Ownership | 11TH FLOOR | STRYKER CORP | FL17E (GO BED) | C07961 | 2002-11-26 | 10001 | 2006-11-26 | BED #103
51509 | Beds, Electric | Beds | Beds, Electric | Active | MSH | MSH | MSH | Unknown Ownership | 17TH FLOOR | STRYKER CORP | FL17E (GO BED) | C08001 | 2002-11-26 | 10001 | 2006-11-26 | BED #029
51510 | Beds, Electric | Beds | Beds, Electric | Active | MSH | MSH | MSH | Unknown Ownership | 14TH FLOOR | STRYKER CORP | FL17E (GO BED) | C07959 | 2002-11-26 | 10001 | 2006-11-26 | BED #164
51511 | Beds, Electric | Beds | Beds, Electric | Active | MSH | MSH | MSH | Unknown Ownership | 17TH FLOOR | STRYKER CORP | FL17E (GO BED) | C07981 | 2002-11-26 | 10001 | 2006-11-26 | BED #033
51517 | Smoke Evacuation Systems, Surgical | Smoke Evacuation Systems | Smoke Evacuation Systems, Surgical | Active | MSH | MSH | 2 | Surgical Skills Centre | Surgical Skills Centre | Valleylab Covidien Div Covidien (US) | Optimumm | ACS02040 | 2002-12-03 | 4001 | 2003-12-03
51518 | Smoke Evacuation Systems, Surgical | Smoke Evacuation Systems | Smoke Evacuation Systems, Surgical | Active | MSH | MSH | 2 | Surgical Skills Centre | Surgical Skills Centre | Valleylab Covidien Div Covidien (US) | Optimumm | ACS02041 | 2002-12-03 | 4001 | 2003-12-03
51519 | Beds, Electric | Beds | Beds, Electric | Active | MSH | MSH | MSH | Unknown Ownership | 17TH FLOOR | STRYKER CORP | FL17E (GO BED) | C08003 | 2002-11-26 | 10001 | 2006-11-26 | BED #069
51520 | Beds, Electric | Beds | Beds, Electric | Active | MSH | MSH | MSH | Unknown Ownership |  | STRYKER CORP | FL13-4302 | A85206 | 2002-11-26 | 10001 | 2006-11-26 | BEDS LOCATED THRUOUT HOSP.
51521 | Beds, Electric | Beds | Beds, Electric | Active | MSH | MSH | MSH | Unknown Ownership |  | STRYKER CORP | FL13-4302 | A85205 | 2002-11-26 | 10001 | 2006-11-26 | BEDS LOCATED THRUOUT HOSP.
51522 | Beds, Electric | Beds | Beds, Electric | Active | MSH | MSH | MSH | Unknown Ownership | 11TH FLOOR | STRYKER CORP | FL17E (GO BED) | C07996 | 2002-11-26 | 10001 | 2006-11-26 | BED #117
51523 | Beds, Electric | Beds | Beds, Electric | Active | MSH | MSH | MSH | Unknown Ownership | 11TH FLOOR | STRYKER CORP | FL17E (GO BED) | C08025 | 2002-11-26 | 10001 | 2006-11-26 | BED #120
51524 | Beds, Electric | Beds | Beds, Electric | Active | MSH | MSH | MSH | Unknown Ownership | 12TH FLOOR | STRYKER CORP | FL17E (GO BED) | C08009 | 2002-11-26 | 10001 | 2006-11-26 | BED #091
51525 | Beds, Electric | Beds | Beds, Electric | Active | MSH | MSH | MSH | Unknown Ownership | 17TH FLOOR | STRYKER CORP | FL17E (GO BED) | C07899 | 2002-11-26 | 10001 | 2006-11-26 | BED #022
51526 | Beds, Electric | Beds | Beds, Electric | Active | MSH | MSH | MSH | Unknown Ownership | 11TH FLOOR | STRYKER CORP | FL17E (GO BED) | C08055 | 2002-11-26 | 10001 | 2006-11-26 | BED #147
51527 | Beds, Electric | Beds | Beds, Electric | Active | MSH | MSH | MSH | Unknown Ownership | 11TH FLOOR | STRYKER CORP | FL17E (GO BED) | C08018 | 2002-11-26 | 10001 | 2006-11-26 | BED #099
51528 | Beds, Electric | Beds | Beds, Electric | Active | MSH | MSH | MSH | Unknown Ownership | 17TH FLOOR | STRYKER CORP | FL17E (GO BED) | C08038 | 2002-11-26 | 10001 | 2006-11-26 | BED #034
51529 | Beds, Electric | Beds | Beds, Electric | Active | MSH | MSH | MSH | Unknown Ownership |  | STRYKER CORP | FL17E (GO BED) | C08037 | 2002-11-26 | 10001 | 2006-11-26 | BEDS LOCATED THRUOUT HOSP.
51530 | Beds, Electric | Beds | Beds, Electric | Active | MSH | MSH | MSH | Unknown Ownership | 11TH FLOOR | STRYKER CORP | FL17E (GO BED) | C08046 | 2002-11-26 | 10001 | 2006-11-26 | BED #134
51531 | Beds, Electric | Beds | Beds, Electric | Active | MSH | MSH | MSH | Unknown Ownership | 11TH FLOOR | STRYKER CORP | FL17E (GO BED) | C08045 | 2002-11-26 | 10001 | 2006-11-26 | BED #123
51532 | Beds, Electric | Beds | Beds, Electric | Active | MSH | MSH | MSH | Unknown Ownership | 11TH FLOOR | STRYKER CORP | FL17E (GO BED) | C07990 | 2002-11-26 | 10001 | 2006-11-26 | BED #116
51533 | Beds, Electric | Beds | Beds, Electric | Active | MSH | MSH | MSH | Unknown Ownership | 11TH FLOOR | STRYKER CORP | FL17E (GO BED) | C08012 | 2002-11-26 | 10001 | 2006-11-26 | BED #111
51534 | Beds, Electric | Beds | Beds, Electric | Active | MSH | MSH | MSH | Unknown Ownership | 11TH FLOOR | STRYKER CORP | FL17E (GO BED) | C08058 | 2002-11-26 | 10001 | 2006-11-26 | BED #154
51535 | Beds, Electric | Beds | Beds, Electric | Active | MSH | MSH | MSH | Unknown Ownership | 11TH FLOOR | STRYKER CORP | FL17E (GO BED) | C08016 | 2002-11-26 | 10001 | 2006-11-26 | BED #114
51536 | Beds, Electric | Beds | Beds, Electric | Active | MSH | MSH | MSH | Unknown Ownership | 11TH FLOOR | STRYKER CORP | FL17E (GO BED) | C08050 | 2002-11-26 | 10001 | 2006-11-26 | BED #108
51537 | Beds, Electric | Beds | Beds, Electric | Active | MSH | MSH | MSH | Unknown Ownership | 17TH FLOOR | STRYKER CORP | FL17E (GO BED) | C08032 | 2002-11-26 | 10001 | 2006-11-26 | BED #036
51538 | Beds, Electric | Beds | Beds, Electric | Active | MSH | MSH | MSH | Unknown Ownership | 11TH FLOOR | STRYKER CORP | FL17E (GO BED) | C08052 | 2002-11-26 | 10001 | 2006-11-26 | BED #132
51539 | Beds, Electric | Beds | Beds, Electric | Active | MSH | MSH | MSH | Unknown Ownership | 11TH FLOOR | STRYKER CORP | FL17E (GO BED) | C08026 | 2002-11-26 | 10001 | 2006-11-26 | BED #152
51540 | Beds, Electric | Beds | Beds, Electric | Active | MSH | MSH | 11N | Nursing 11N Medicine |  | unknown | FL17E | C08049 | 2002-11-01 | 12001 | 2003-11-01 | BED #156
51541 | Beds, Electric | Beds | Beds, Electric | Active | MSH | MSH | MSH | Unknown Ownership | 11TH FLOOR | STRYKER CORP | FL17E (GO BED) | C08013 | 2002-11-26 | 10001 | 2006-11-26 | BED #159
51542 | Beds, Electric | Beds | Beds, Electric | Active | MSH | MSH | MSH | Unknown Ownership | 17TH FLOOR | STRYKER CORP | FL17E (GO BED) | C08027 | 2002-11-26 | 10001 | 2006-11-26 | BED #003
51543 | Beds, Electric | Beds | Beds, Electric | Active | MSH | MSH | MSH | Unknown Ownership | 14TH FLOOR | STRYKER CORP | FL17E (GO BED) | C07955 | 2002-11-26 | 10001 | 2006-11-26 | BED #049
51544 | Beds, Electric | Beds | Beds, Electric | Active | MSH | MSH | MSH | Unknown Ownership | 12TH FLOOR | STRYKER CORP | FL17E (GO BED) | C08014 | 2002-11-26 | 10001 | 2006-11-26 | BED #160
51545 | Beds, Electric | Beds | Beds, Electric | Active | MSH | MSH | MSH | Unknown Ownership | 17TH FLOOR | STRYKER CORP | FL17E (GO BED) | C07951 | 2002-11-26 | 10001 | 2006-11-26 | BED #031
51546 | Beds, Electric | Beds | Beds, Electric | Active | MSH | MSH | MSH | Unknown Ownership | 12TH FLOOR | STRYKER CORP | FL17E (GO BED) | C08019 | 2002-11-26 | 10001 | 2006-11-26 | BED #161
51547 | Beds, Electric | Beds | Beds, Electric | Active | MSH | MSH | MSH | Unknown Ownership | 14TH FLOOR | STRYKER CORP | FL17E (GO BED) | C07995 | 2002-11-26 | 10001 | 2006-11-26 | BED #055
51548 | Beds, Electric | Beds | Beds, Electric | Active | MSH | MSH | MSH | Unknown Ownership | 11TH FLOOR | STRYKER CORP | FL17E (GO BED) | C08054 | 2002-11-26 | 10001 | 2006-11-26 | BED #157
51549 | Beds, Electric | Beds | Beds, Electric | Active | MSH | MSH | MSH | Unknown Ownership | 11TH FLOOR | STRYKER CORP | FL17E (GO BED) | C08011 | 2002-11-26 | 10001 | 2006-11-26 | BED #107
51550 | Beds, Electric | Beds | Beds, Electric | Active | MSH | MSH | MSH | Unknown Ownership | 14TH FLOOR | STRYKER CORP | FL17E (GO BED) | C08015 | 2002-11-26 | 10001 | 2006-11-26 | BED #054
51551 | Beds, Electric | Beds | Beds, Electric | Active | MSH | MSH | MSH | Unknown Ownership | 14TH FLOOR | STRYKER CORP | FL17E (GO BED) | C08017 | 2002-11-26 | 10001 | 2006-11-26 | BED #063
51552 | Beds, Electric | Beds | Beds, Electric | Active | MSH | MSH | MSH | Unknown Ownership | 14TH FLOOR | STRYKER CORP | FL17E (GO BED) | C07997 | 2002-11-26 | 10001 | 2006-11-26 | BED #056
51553 | Beds, Electric | Beds | Beds, Electric | Active | MSH | MSH | MSH | Unknown Ownership | 11TH FLOOR | STRYKER CORP | FL17E (GO BED) | C08053 | 2002-11-26 | 10001 | 2006-11-26 | BED #122
51554 | Beds, Electric | Beds | Beds, Electric | Active | MSH | MSH | MSH | Unknown Ownership | 14TH FLOOR | STRYKER CORP | FL17E (GO BED) | C08047 | 2002-11-26 | 10001 | 2006-11-26 | BED #065
51555 | Beds, Electric | Beds | Beds, Electric | Active | MSH | MSH | MSH | Unknown Ownership | 17TH FLOOR | STRYKER CORP | FL17E (GO BED) | C08024 | 2002-11-26 | 10001 | 2006-11-26 | BED #166
51556 | Beds, Electric | Beds | Beds, Electric | Active | MSH | MSH | MSH | Unknown Ownership | 14TH FLOOR | STRYKER CORP | FL17E (GO BED) | C08056 | 2002-11-26 | 10001 | 2006-11-26 | BED #052
51557 | Beds, Electric | Beds | Beds, Electric | Active | MSH | MSH | MSH | Unknown Ownership | 11TH FLOOR | STRYKER CORP | FL17E (GO BED) | C08022 | 2002-11-26 | 10001 | 2006-11-26 | BED #110
51558 | Beds, Electric | Beds | Beds, Electric | Active | MSH | MSH | MSH | Unknown Ownership | 11TH FLOOR | STRYKER CORP | FL17E (GO BED) | C08048 | 2002-11-26 | 10001 | 2006-11-26 | BED #112
51559 | Beds, Electric | Beds | Beds, Electric | Active | MSH | MSH | MSH | Unknown Ownership | 11TH FLOOR | STRYKER CORP | FL17E (GO BED) | C08023 | 2002-11-26 | 10001 | 2006-11-26 | BED #100
51560 | Beds, Electric | Beds | Beds, Electric | Active | MSH | MSH | MSH | Unknown Ownership | 14TH FLOOR | STRYKER CORP | FL17E (GO BED) | C07993 | 2002-11-26 | 10001 | 2006-11-26 | BED #072
51561 | Beds, Electric | Beds | Beds, Electric | Active | MSH | MSH | MSH | Unknown Ownership |  | STRYKER CORP | FL17E (GO BED) | C07998 | 2002-11-26 | 10001 | 2006-11-26 | BED #113
51562 | Beds, Electric | Beds | Beds, Electric | Active | MSH | MSH | MSH | Unknown Ownership | 11TH FLOOR | STRYKER CORP | FL17E (GO BED) | C08057 | 2002-11-26 | 10001 | 2006-11-26 | BED #070
51563 | Beds, Electric | Beds | Beds, Electric | Active | MSH | MSH | MSH | Unknown Ownership | 11TH FLOOR | STRYKER CORP | FL17E (GO BED) | C04499 | 2002-11-26 | 10001 | 2006-11-26 | BED #142
51564 | Beds, Electric | Beds | Beds, Electric | Active | MSH | MSH | MSH | Unknown Ownership | 17TH FLOOR | STRYKER CORP | FL17E (GO BED) | C07987 | 2002-11-26 | 10001 | 2006-11-26 | BED #032
51565 | Beds, Electric | Beds | Beds, Electric | Active | MSH | MSH | MSH | Unknown Ownership | 11TH FLOOR | STRYKER CORP | FL17E (GO BED) | C08020 | 2002-11-26 | 10001 | 2006-11-26 | BED #109
51566 | Beds, Electric | Beds | Beds, Electric | Active | MSH | MSH | MSH | Unknown Ownership | 17TH FLOOR | STRYKER CORP | FL17E (GO BED) | C08021 | 2002-11-26 | 10001 | 2006-11-26 | BED #007
51567 | Beds, Electric | Beds | Beds, Electric | Active | MSH | MSH | MSH | Unknown Ownership | 14TH FLOOR | STRYKER CORP | FL17E (GO BED) | C08051 | 2002-11-26 | 10001 | 2006-11-26 | BED #066
51571 | Infusion Pumps, Patient-Controlled Analgesic | INFUSION PUMPS | Infusion Pumps, Patient-Controlled Analgesic | Active | MSH | MSH | 12N | General Oncology Clinic | Oncology | SIMS Deltec Ltd. | 6500 - CADD Legacy Plus | 322843 | 2000-07-01 | 4001 | 2001-07-01 | THIS UNIT WAS IN SERVICE BEFORE IT CAME TO BIOMED WITH A FAILURE IN JANUARY, 2003. CSA SPECIAL INSPECTION, FILE# 10400-219, RISK CLASS 2.
51575 | Beds, Electric | Beds | Beds, Electric | Active | MSH | MSH | MSH | Unknown Ownership | 11TH FLOOR | STRYKER CORP | FL17E (GO BED) | C07994 | 2002-11-26 | 10001 | 2006-11-26 | BED #141
51580 | Infusion Pumps, Patient-Controlled Analgesic | INFUSION PUMPS | Infusion Pumps, Patient-Controlled Analgesic | Active | MSH | MSH | 12N | General Oncology Clinic | Oncology | SIMS Deltec Ltd. | 6500 - CADD Legacy Plus | 333017 | 2003-01-02 | 4001 | 2004-01-02 | ENTELA SPECIAL INSPECTION: FILE NO. 10104-26, RISK CLASS 2
51581 | Infusion Pumps, Patient-Controlled Analgesic | INFUSION PUMPS | Infusion Pumps, Patient-Controlled Analgesic | Active | MSH | MSH | 12N | General Oncology Clinic | Oncology | SIMS Deltec Ltd. | 6500 - CADD Legacy Plus | 333018 | 2003-01-02 | 4001 | 2004-01-02 | MEMO: ENTELA SPECIAL INSPECTION: FILE NO. 10104-26, RISK CLASS 2
51616 | Arthroscopic Shaver Systems | Arthroscopic Shaver Systems | Arthroscopic Shaver Systems | Active | MSH | MSH | 7 | SURGICAL SUITE (COMBINED WITH CYSTO) | O.R | STRYKER CORP | SE5 ARTHROSCOPY | 95080634CK | 2003-08-27 | 6001 | 2004-08-26 | ETL APPROVED Unit was given away to Surgical Skills Centre.
51618 | BLOOD FLOW DETECTORS, ULTRASONIC | BLOOD FLOW DETECTORS | BLOOD FLOW DETECTORS, ULTRASONIC | Active | MSH | MSH | 11N | Nursing 11N Medicine |  | PARKS MEDICAL ELECTRONICS INC | 841-A | 130645 | 2003-09-16 | 701 | 2004-09-15 | MEMOCABINET BY LEO, 1ST DRAWER. THE UNIT HAS TWO 8.1 MHZ ADULT TRANSDUCERS AND A USER MANUAL.
51619 | BLOOD FLOW DETECTORS, ULTRASONIC | BLOOD FLOW DETECTORS | BLOOD FLOW DETECTORS, ULTRASONIC | Active | MSH | MSH | 14N | Nursing 14N Surgery |  | PARKS MEDICAL ELECTRONICS INC | 841-A | 130643 | 2003-09-16 | 701 | 2004-09-15 | MEMOCABINET BY LEO, 1ST DRAWER. THE UNIT HAS TWO 8.1 MHZ ADULT TRANSDUCERS AND A USER MANUAL.
51704 | Ultrasound | Scanning Systems | Scanning Systems, Ultrasonic, General-Purpose | Active | MSH | MSH | MSH | Gynaecology-OPG | OBS/GYN. (AMB.) | Aloka | SSD-500 | 3321696 | 2003-10-09 | 25001 | 2004-10-09 | WOMEN'S UNIT/RM 3052-EXAM 4
51707 | Light Sources, Fiberoptic, Rigid Endoscopic/Multipurpose | Light Sources | Light Sources, Fiberoptic, Rigid Endoscopic/Multipurpose | Active | MSH | MSH | 5 | Respiratory Therapy | OR | OLYMPUS CORP MEDICAL INSTRUMENT DIV | CLH-SC | 7313573 | 2003-10-31 | 5001 | 2004-10-30
51720 | Ultrasound - POCUS | Scanning Systems | Scanning Systems, Ultrasonic, Obstetric/Gynecologic | Active | MSH | MSH | MSH | Gynaecology-OPG | OBS/GYN. (AMB.) | SonoSite (FujiFilm) | SONOSITE | 031C20/0315Y3 | 2003-12-04 | 20001 | 2004-12-04
51734 | Prosthesis Implantation Instruments, Dental | Prosthesis Implantation Instruments | Prosthesis Implantation Instruments, Dental | Active | MSH | MSH | 4 | Dental Clinic | Dentistry | CAULK DENTSPLY | 700 | 21392 | 2004-01-08 | 2001 | 2005-01-07
51735 | Prosthesis Implantation Instruments, Dental | Prosthesis Implantation Instruments | Prosthesis Implantation Instruments, Dental | Active | MSH | MSH | 4 | Dental Clinic | Dentistry | CAULK DENTSPLY | 700 | 21410 | 2004-01-08 | 2001 | 2005-01-07
51736 | Mixers | Mixers | Mixers | Active | MSH | MSH | 4 | Dental Clinic | Dentistry | CAULK DENTSPLY | 400 | 26917 | 2004-01-08 | 2001 | 2005-01-07
51743 | Electrosurgical Units | Electrosurgical Units | Electrosurgical Units | Active | MSH | MSH | MSH | Urolog. Wellness Koffler | UROLOGICAL WELLNESS 60 Murray 6th | Valleylab Covidien Div Covidien (US) | FORCE FX | F2J24218A | 2004-01-08 | 12001 | 2005-01-07
51748 | Monitors, Vital Signs | Monitors, Vital Signs | Monitors, Vital Signs | Active | MSH | MSH | 11S | Nursing 11S Medicine |  | Welch Allyn | 520T0-E1 | 200307870 | 2004-01-08 | 5001 | 2005-01-07 | BATTERY, SLA Battery last replaced in July 2010. HOLD START AND REVIEW WHILE TURNING THE UNIT ON TO ENTER TEST MODE. WAIT UNTIL SELF TEST COMPLETES (DISPLAY SEGMENTS STOP MOVING) THEN PRESS REVIEW ONCE TO PUT "CAL" IN THE SYSTOLIC WINDOW. PRESS START ONCE TO CLOSE THE NIBP RELEASE VALVE.
51758 | Sphygmomanometers, Electronic, Automatic | Sphygmomanometers | Sphygmomanometers, Electronic, Automatic | Active | MSH | MSH | 17U | NICU | NICU | GE Healthcare | PRO 100 V2 | 043M0129007 | 2004-01-27 | 3001 | 2005-01-26 | BATTERY, SLA- nov 2014
51759 | Sphygmomanometers, Electronic, Automatic | Sphygmomanometers | Sphygmomanometers, Electronic, Automatic | Active | MSH | MSH | 17U | NICU | NICU | GE Healthcare | PRO 100 V2 | 043M0079016 | 2004-01-27 | 3001 | 2005-01-26 | BATTERY, SLA. Battery last replaced in Feb. 2012.
51800 | Beds, Electric | Beds | Beds, Electric | Active | MSH | MSH | MSH | Unknown Ownership | 14TH FLOOR | STRYKER CORP | FL17E | C11653 | 2004-03-03 | 10001 | 2005-03-03 | BED #172
51804 | Beds, Electric | Beds | Beds, Electric | Active | MSH | MSH | MSH | Unknown Ownership | 14TH FLOOR | STRYKER CORP | FL17E | C11677 | 2004-03-03 | 10001 | 2005-03-03 | BED #170
51806 | Beds, Electric | Beds | Beds, Electric | Active | MSH | MSH | MSH | Unknown Ownership |  | STRYKER CORP | FL17-0404 | C11651 | 2004-03-03 | 10001 | 2008-03-03 | BED #177
51807 | Beds, Electric | Beds | Beds, Electric | Active | MSH | MSH | MSH | Unknown Ownership |  | STRYKER CORP | FL17-0404 | C11668 | 2004-03-03 | 10001 | 2008-03-03 | BED #176
51808 | Beds, Electric | Beds | Beds, Electric | Active | MSH | MSH | MSH | Unknown Ownership |  | STRYKER CORP | FL17-0404 | C11650 | 2004-03-03 | 10001 | 2008-03-03 | BED #178
51809 | Beds, Electric | Beds | Beds, Electric | Active | MSH | MSH | MSH | Unknown Ownership |  | STRYKER CORP | FL17-0404 | C11672 | 2004-03-03 | 10001 | 2008-03-03 | BED #179
51810 | Beds, Electric | Beds | Beds, Electric | Active | MSH | MSH | MSH | Unknown Ownership |  | STRYKER CORP | FL17-0404 | C11666 | 2004-03-03 | 10001 | 2008-03-03 | BED #180
51811 | Beds, Electric | Beds | Beds, Electric | Active | MSH | MSH | MSH | Unknown Ownership |  | STRYKER CORP | FL17-0404 | C11675 | 2004-03-03 | 10001 | 2008-03-03 | BED #181
51812 | Beds, Electric | Beds | Beds, Electric | Active | MSH | MSH | MSH | Unknown Ownership |  | STRYKER CORP | FL17-0404 | C11649 | 2004-03-03 | 10001 | 2008-03-03 | BED #182
51813 | Beds, Electric | Beds | Beds, Electric | Active | MSH | MSH | MSH | Unknown Ownership |  | STRYKER CORP | FL17-0404 | C11644 | 2004-03-03 | 10001 | 2008-03-03 | BED #183
51814 | Beds, Electric | Beds | Beds, Electric | Active | MSH | MSH | MSH | Unknown Ownership |  | STRYKER CORP | FL17E | C11673 | 2004-03-03 | 10001 | 2008-03-03 | BED #184
51815 | Beds, Electric | Beds | Beds, Electric | Active | MSH | MSH | MSH | Unknown Ownership |  | STRYKER CORP | FL17E | C11660 | 2004-03-03 | 10001 | 2008-03-03 | BED #185
51816 | Beds, Electric | Beds | Beds, Electric | Active | MSH | MSH | MSH | Unknown Ownership |  | STRYKER CORP | FL17E | C11674 | 2004-03-03 | 10001 | 2008-03-03 | BED #186
51817 | Beds, Electric | Beds | Beds, Electric | Active | MSH | MSH | MSH | Unknown Ownership |  | STRYKER CORP | FL17E | C11670 | 2004-03-03 | 10001 | 2008-03-03 | BED #187
51818 | Beds, Electric | Beds | Beds, Electric | Active | MSH | MSH | MSH | Unknown Ownership |  | STRYKER CORP | FL17E | C11655 | 2004-03-03 | 10001 | 2008-03-03 | BED #188
51819 | Beds, Electric | Beds | Beds, Electric | Active | MSH | MSH | MSH | Unknown Ownership |  | STRYKER CORP | FL17-0404 | C11648 | 2004-03-03 | 10001 | 2008-03-03 | BED #189
51820 | Beds, Electric | Beds | Beds, Electric | Active | MSH | MSH | MSH | Unknown Ownership |  | STRYKER CORP | FL17-0404 | C11659 | 2004-03-03 | 10001 | 2008-03-03 | BED #190
51821 | Beds, Electric | Beds | Beds, Electric | Active | MSH | MSH | MSH | Unknown Ownership |  | STRYKER CORP | FL17-0404 | C11645 | 2004-03-03 | 10001 | 2008-03-03 | BED #191
51822 | Beds, Electric | Beds | Beds, Electric | Active | MSH | MSH | MSH | Unknown Ownership | 10TH FLOOR | STRYKER CORP | FL17-0404 | C11646 | 2004-03-03 | 10001 | 2008-03-03 | BED #192
51823 | Beds, Electric | Beds | Beds, Electric | Active | MSH | MSH | MSH | Unknown Ownership |  | STRYKER CORP | FL17-0404 | C11656 | 2004-03-03 | 10001 | 2008-03-03 | BED #193
51824 | Beds, Electric | Beds | Beds, Electric | Active | MSH | MSH | MSH | Unknown Ownership |  | STRYKER CORP | FL17-0404 | C11657 | 2004-03-03 | 10001 | 2008-03-03 | BED #194
51825 | Beds, Electric | Beds | Beds, Electric | Active | MSH | MSH | MSH | Unknown Ownership |  | STRYKER CORP | FL17-0404 | C11661 | 2004-03-03 | 10001 | 2008-03-03 | BED #195
51826 | Beds, Electric | Beds | Beds, Electric | Active | MSH | MSH | MSH | Unknown Ownership |  | STRYKER CORP | FL17-0404 | C11654 | 2004-03-03 | 10001 | 2008-03-03 | BED #196
51827 | Beds, Electric | Beds | Beds, Electric | Active | MSH | MSH | MSH | Unknown Ownership |  | STRYKER CORP | FL17E/17-0404 | C11647 | 2004-03-03 | 10001 | 2008-03-03 | BED #197
51828 | Beds, Electric | Beds | Beds, Electric | Active | MSH | MSH | MSH | Unknown Ownership |  | STRYKER CORP | FL17E | C11669 | 2004-03-03 | 10001 | 2008-03-03 | BED #198
51829 | Beds, Electric | Beds | Beds, Electric | Active | MSH | MSH | MSH | Unknown Ownership |  | STRYKER CORP | FL17E | C11643 | 2004-03-03 | 10001 | 2008-03-03 | BED #199
51830 | Beds, Electric | Beds | Beds, Electric | Active | MSH | MSH | MSH | Unknown Ownership |  | STRYKER CORP | FL17E | C11658 | 2004-03-03 | 10001 | 2008-03-03 | BED #200
51834 | Beds, Electric | Beds | Beds, Electric | Active | MSH | MSH | MSH | Unknown Ownership |  | STRYKER CORP | FL17E | C11679 | 2004-03-03 | 10001 | 2008-03-03 | BED #201
51835 | Beds, Electric | Beds | Beds, Electric | Active | MSH | MSH | MSH | Unknown Ownership |  | STRYKER CORP | FL17E | C11678 | 2004-03-03 | 10001 | 2008-03-03 | BED #202
51836 | Beds, Electric | Beds | Beds, Electric | Active | MSH | MSH | MSH | Unknown Ownership |  | STRYKER CORP | FL17E | C11686 | 2004-03-03 | 10001 | 2008-03-03 | BED #203
51837 | Beds, Electric | Beds | Beds, Electric | Active | MSH | MSH | MSH | Unknown Ownership |  | STRYKER CORP | FL17E | C11684 | 2004-03-03 | 10001 | 2008-03-03 | BED #204
51838 | Beds, Electric | Beds | Beds, Electric | Active | MSH | MSH | MSH | Unknown Ownership |  | STRYKER CORP | FL17E | C11680 | 2004-03-03 | 10001 | 2008-03-03 | BED #205
51839 | Beds, Electric | Beds | Beds, Electric | Active | MSH | MSH | MSH | Unknown Ownership |  | STRYKER CORP | FL17E | C11687 | 2004-03-03 | 10001 | 2008-03-03 | BED #206
51840 | Beds, Electric | Beds | Beds, Electric | Active | MSH | MSH | MSH | Unknown Ownership |  | STRYKER CORP | FL17E | C11652 | 2004-03-03 | 10001 | 2008-03-03 | BED #207
51841 | Beds, Electric | Beds | Beds, Electric | Active | MSH | MSH | MSH | Unknown Ownership |  | STRYKER CORP | FL17E | C11683 | 2004-03-03 | 10001 | 2008-03-03 | BED #220
51842 | Beds, Electric | Beds | Beds, Electric | Active | MSH | MSH | MSH | Unknown Ownership |  | STRYKER CORP | FL17E | C11681 | 2004-03-03 | 10001 | 2008-03-03 | BED #219
51843 | Beds, Electric | Beds | Beds, Electric | Active | MSH | MSH | MSH | Unknown Ownership |  | STRYKER CORP | FL17E | C11657 | 2004-03-03 | 10001 | 2008-03-03 | BED #218
51844 | Beds, Electric | Beds | Beds, Electric | Active | MSH | MSH | MSH | Unknown Ownership |  | STRYKER CORP | FL17E | C11682 | 2004-03-03 | 10001 | 2008-03-03 | BED #217
51845 | Beds, Electric | Beds | Beds, Electric | Active | MSH | MSH | MSH | Unknown Ownership |  | STRYKER CORP | FL17E | C11685 | 2004-03-03 | 10001 | 2008-03-03 | BED #216
51846 | Beds, Electric | Beds | Beds, Electric | Active | MSH | MSH | MSH | Unknown Ownership |  | STRYKER CORP | FL17E | C11676 | 2004-03-03 | 10001 | 2008-03-03 | BED #215
51856 | Beds, Electric | Beds | Beds, Electric | Active | MSH | MSH | MSH | Unknown Ownership |  | STRYKER CORP | FL17E | C11977 | 2004-03-29 | 10001 | 2008-03-29 | BED #221
51857 | Beds, Electric | Beds | Beds, Electric | Active | MSH | MSH | MSH | Unknown Ownership |  | STRYKER CORP | FL17E | C11978 | 2004-03-29 | 10001 | 2008-03-29 | BED #222
51858 | Beds, Electric | Beds | Beds, Electric | Active | MSH | MSH | MSH | Unknown Ownership |  | STRYKER CORP | FL17E | C11972 | 2004-03-29 | 10001 | 2008-03-29 | BED #223
51859 | Beds, Electric | Beds | Beds, Electric | Active | MSH | MSH | MSH | Unknown Ownership |  | STRYKER CORP | FL17E | C11971 | 2004-03-29 | 10001 | 2008-03-29 | BED #224
51860 | Beds, Electric | Beds | Beds, Electric | Active | MSH | MSH | MSH | Unknown Ownership |  | STRYKER CORP | FL17E | C11983 | 2004-03-29 | 10001 | 2008-03-29 | BED #225
51861 | Beds, Electric | Beds | Beds, Electric | Active | MSH | MSH | MSH | Unknown Ownership |  | STRYKER CORP | FL17E | C11975 | 2004-03-29 | 10001 | 2008-03-29 | BED #226
51862 | Beds, Electric | Beds | Beds, Electric | Active | MSH | MSH | MSH | Unknown Ownership |  | STRYKER CORP | FL17E | C11976 | 2004-03-29 | 10001 | 2008-03-29 | BED #227
51863 | Beds, Electric | Beds | Beds, Electric | Active | MSH | MSH | MSH | Unknown Ownership |  | STRYKER CORP | FL17E | C11984 | 2004-03-29 | 10001 | 2008-03-29 | BED #228
51864 | Beds, Electric | Beds | Beds, Electric | Active | MSH | MSH | MSH | Unknown Ownership |  | STRYKER CORP | FL17E | C11979 | 2004-03-29 | 10001 | 2008-03-29 | BED #229
51865 | Beds, Electric | Beds | Beds, Electric | Active | MSH | MSH | MSH | Unknown Ownership |  | STRYKER CORP | FL17E | C11980 | 2004-03-29 | 10001 | 2008-03-29 | BED #230
51866 | Beds, Electric | Beds | Beds, Electric | Active | MSH | MSH | MSH | Unknown Ownership |  | STRYKER CORP | FL17E | C11988 | 2004-03-29 | 10001 | 2008-03-29 | BED #231
51867 | Beds, Electric | Beds | Beds, Electric | Active | MSH | MSH | MSH | Unknown Ownership |  | STRYKER CORP | FL17E | C11973 | 2004-03-29 | 10001 | 2008-03-29 | BED #232
51868 | Beds, Electric | Beds | Beds, Electric | Active | MSH | MSH | MSH | Unknown Ownership |  | STRYKER CORP | FL17E | C11968 | 2004-03-29 | 10001 | 2008-03-29 | BED #233
51869 | Beds, Electric | Beds | Beds, Electric | Active | MSH | MSH | MSH | Unknown Ownership |  | STRYKER CORP | FL17E | C11969 | 2004-03-29 | 10001 | 2008-03-29 | BED #234
51870 | Beds, Electric | Beds | Beds, Electric | Active | MSH | MSH | MSH | Unknown Ownership |  | STRYKER CORP | FL17E | C11965 | 2004-03-29 | 10001 | 2008-03-29 | BED #235
51871 | Beds, Electric | Beds | Beds, Electric | Active | MSH | MSH | MSH | Unknown Ownership |  | STRYKER CORP | FL17E | C12001 | 2004-03-29 | 10001 | 2008-03-29 | BED #236
51872 | Beds, Electric | Beds | Beds, Electric | Active | MSH | MSH | MSH | Unknown Ownership |  | STRYKER CORP | FL17E | C11967 | 2004-03-29 | 10001 | 2008-03-29 | BED #237
51873 | Beds, Electric | Beds | Beds, Electric | Active | MSH | MSH | MSH | Unknown Ownership | 7th floor | STRYKER CORP | FL17E | C11981 | 2004-03-27 | 10001 | 2005-03-27 | BED #238
51874 | Beds, Electric | Beds | Beds, Electric | Active | MSH | MSH | MSH | Unknown Ownership |  | STRYKER CORP | FL17E | C11966 | 2004-03-29 | 10001 | 2008-03-29 | BED #239
51875 | Beds, Electric | Beds | Beds, Electric | Active | MSH | MSH | MSH | Unknown Ownership |  | STRYKER CORP | FL17E | C11947 | 2004-03-29 | 10001 | 2008-03-29 | BED #241
51876 | Beds, Electric | Beds | Beds, Electric | Active | MSH | MSH | MSH | Unknown Ownership |  | STRYKER CORP | FL17E | C11993 | 2004-03-29 | 10001 | 2008-03-29 | BED #240
51877 | Beds, Electric | Beds | Beds, Electric | Active | MSH | MSH | MSH | Unknown Ownership |  | STRYKER CORP | FL17E | C11970 | 2004-03-29 | 10001 | 2008-03-29 | BED #242
51878 | Beds, Electric | Beds | Beds, Electric | Active | MSH | MSH | MSH | Unknown Ownership |  | STRYKER CORP | FL17E | C11948 | 2004-03-29 | 10001 | 2008-03-29 | BED #243
51879 | Beds, Electric | Beds | Beds, Electric | Active | MSH | MSH | MSH | Unknown Ownership |  | STRYKER CORP | FL17E | C11991 | 2004-03-29 | 10001 | 2008-03-29 | BED #244
51880 | Beds, Electric | Beds | Beds, Electric | Active | MSH | MSH | MSH | Unknown Ownership |  | STRYKER CORP | FL17E | C11950 | 2004-03-29 | 10001 | 2008-03-29 | BED #245
51881 | Beds, Electric | Beds | Beds, Electric | Active | MSH | MSH | MSH | Unknown Ownership |  | STRYKER CORP | FL17E | C11994 | 2004-03-29 | 10001 | 2008-03-29 | BED #246
51882 | Beds, Electric | Beds | Beds, Electric | Active | MSH | MSH | MSH | Unknown Ownership |  | STRYKER CORP | FL17E | C12005 | 2004-03-29 | 10001 | 2008-03-29 | BED #247
51883 | Beds, Electric | Beds | Beds, Electric | Active | MSH | MSH | MSH | Unknown Ownership |  | STRYKER CORP | FL17E | C11992 | 2004-03-29 | 10001 | 2008-03-29 | BED #248
51884 | Beds, Electric | Beds | Beds, Electric | Active | MSH | MSH | MSH | Unknown Ownership |  | STRYKER CORP | FL17E | C12003 | 2004-03-29 | 10001 | 2008-03-29 | BED #249
51885 | Beds, Electric | Beds | Beds, Electric | Active | MSH | MSH | MSH | Unknown Ownership |  | STRYKER CORP | FL17E | C12000 | 2004-03-29 | 10001 | 2008-03-29 | BED #250
51886 | Beds, Electric | Beds | Beds, Electric | Active | MSH | MSH | MSH | Unknown Ownership |  | STRYKER CORP | FL17E | C11989 | 2004-03-29 | 10001 | 2008-03-29 | BED #251
51887 | Beds, Electric | Beds | Beds, Electric | Active | MSH | MSH | MSH | Unknown Ownership |  | STRYKER CORP | FL17E | C11987 | 2004-03-29 | 10001 | 2008-03-29 | BED #252
51888 | Beds, Electric | Beds | Beds, Electric | Active | MSH | MSH | MSH | Unknown Ownership |  | STRYKER CORP | FL17E | C11986 | 2004-03-29 | 10001 | 2008-03-29 | BED #253
51889 | Beds, Electric | Beds | Beds, Electric | Active | MSH | MSH | MSH | Unknown Ownership |  | STRYKER CORP | FL17E | C11956 | 2004-03-29 | 10001 | 2008-03-29 | BED #254
51890 | Beds, Electric | Beds | Beds, Electric | Active | MSH | MSH | MSH | Unknown Ownership |  | STRYKER CORP | FL17E | C11990 | 2004-03-29 | 10001 | 2008-03-29 | BED #255
51891 | Beds, Electric | Beds | Beds, Electric | Active | MSH | MSH | MSH | Unknown Ownership |  | STRYKER CORP | FL17E | C11961 | 2004-03-29 | 10001 | 2008-03-29 | BED #256
51892 | Beds, Electric | Beds | Beds, Electric | Active | MSH | MSH | MSH | Unknown Ownership |  | STRYKER CORP | FL17E | C11955 | 2004-03-27 | 10001 | 2008-03-27 | BED #257
51893 | Beds, Electric | Beds | Beds, Electric | Active | MSH | MSH | MSH | Unknown Ownership |  | STRYKER CORP | FL17E | C11954 | 2004-03-27 | 10001 | 2008-03-27 | BED #258
51894 | Beds, Electric | Beds | Beds, Electric | Active | MSH | MSH | MSH | Unknown Ownership |  | STRYKER CORP | FL17E | C12014 | 2004-03-27 | 10001 | 2008-03-27 | BED #259
51895 | Beds, Electric | Beds | Beds, Electric | Active | MSH | MSH | MSH | Unknown Ownership |  | STRYKER CORP | FL17E | C11960 | 2004-03-27 | 10001 | 2008-03-27 | BED #260
51896 | Beds, Electric | Beds | Beds, Electric | Active | MSH | MSH | MSH | Unknown Ownership |  | STRYKER CORP | FL17E | C11964 | 2004-03-27 | 10001 | 2008-03-27 | BED #261
51897 | Beds, Electric | Beds | Beds, Electric | Active | MSH | MSH | MSH | Unknown Ownership |  | STRYKER CORP | FL17E | C11962 | 2004-03-27 | 10001 | 2008-03-27 | BED #262
51898 | Beds, Electric | Beds | Beds, Electric | Active | MSH | MSH | MSH | Unknown Ownership |  | STRYKER CORP | FL17E | C12012 | 2004-03-27 | 10001 | 2008-03-27 | BED #263
51899 | Beds, Electric | Beds | Beds, Electric | Active | MSH | MSH | MSH | Unknown Ownership |  | STRYKER CORP | FL17E | C12009 | 2004-03-27 | 10001 | 2008-03-27 | BED #264
51900 | Beds, Electric | Beds | Beds, Electric | Active | MSH | MSH | MSH | Unknown Ownership |  | STRYKER CORP | FL17E | C12007 | 2004-03-27 | 10001 | 2008-03-27 | BED #265
51901 | Beds, Electric | Beds | Beds, Electric | Active | MSH | MSH | MSH | Unknown Ownership |  | STRYKER CORP | FL17E | C11957 | 2004-03-27 | 10001 | 2008-03-27 | BED #266
51902 | Beds, Electric | Beds | Beds, Electric | Active | MSH | MSH | MSH | Unknown Ownership |  | STRYKER CORP | FL17E | C11996 | 2004-03-27 | 10001 | 2008-03-27 | BED #267
51903 | Beds, Electric | Beds | Beds, Electric | Active | MSH | MSH | MSH | Unknown Ownership |  | STRYKER CORP | FL17E | C11997 | 2004-03-29 | 10001 | 2008-03-29 | BED #268
51904 | Beds, Electric | Beds | Beds, Electric | Active | MSH | MSH | MSH | Unknown Ownership |  | STRYKER CORP | FL17E | C11999 | 2004-03-29 | 10001 | 2008-03-29 | BED #269
51905 | Beds, Electric | Beds | Beds, Electric | Active | MSH | MSH | MSH | Unknown Ownership |  | STRYKER CORP | FL17E | C11963 | 2004-03-29 | 10001 | 2008-03-29 | BED #270
51906 | Beds, Electric | Beds | Beds, Electric | Active | MSH | MSH | MSH | Unknown Ownership |  | STRYKER CORP | FL17E | C12004 | 2004-03-29 | 10001 | 2008-03-29 | BED #271
51907 | Beds, Electric | Beds | Beds, Electric | Active | MSH | MSH | MSH | Unknown Ownership |  | STRYKER CORP | FL17E |  | 2004-03-29 | 10001 | 2008-03-29 | BED #272
51908 | Beds, Electric | Beds | Beds, Electric | Active | MSH | MSH | MSH | Unknown Ownership |  | STRYKER CORP | FL17E | C11974 | 2004-03-29 | 10001 | 2008-03-29 | BED #273
51909 | Beds, Electric | Beds | Beds, Electric | Active | MSH | MSH | MSH | Unknown Ownership |  | STRYKER CORP | FL17E | C12010 | 2004-03-27 | 10001 | 2008-03-27 | BED #274
51910 | Beds, Electric | Beds | Beds, Electric | Active | MSH | MSH | MSH | Unknown Ownership |  | STRYKER CORP | FL17E | C11959 | 2004-03-27 | 10001 | 2008-03-27 | BED #275
51911 | Beds, Electric | Beds | Beds, Electric | Active | MSH | MSH | MSH | Unknown Ownership |  | STRYKER CORP | FL17E | C11958 | 2004-03-27 | 10001 | 2008-03-27 | BED #276
51912 | Beds, Electric | Beds | Beds, Electric | Active | MSH | MSH | MSH | Unknown Ownership |  | STRYKER CORP | FL17E | C12006 | 2004-03-27 | 10001 | 2008-03-27 | BED #277
51913 | Beds, Electric | Beds | Beds, Electric | Active | MSH | MSH | MSH | Unknown Ownership |  | STRYKER CORP | FL17E | C11998 | 2004-03-27 | 10001 | 2008-03-27 | BED #278
51914 | Beds, Electric | Beds | Beds, Electric | Active | MSH | MSH | MSH | Unknown Ownership |  | STRYKER CORP | FL17E | C12002 | 2004-03-27 | 10001 | 2008-03-27 | BED #279
51915 | Beds, Electric | Beds | Beds, Electric | Active | MSH | MSH | MSH | Unknown Ownership |  | STRYKER CORP | FL17E | C11995 | 2004-03-27 | 10001 | 2008-03-27 | BED #280
51916 | Beds, Electric | Beds | Beds, Electric | Active | MSH | MSH | MSH | Unknown Ownership |  | STRYKER CORP | FL17E | C12061 | 2004-03-27 | 10001 | 2008-03-27 | BED #281
51917 | Beds, Electric | Beds | Beds, Electric | Active | MSH | MSH | MSH | Unknown Ownership |  | STRYKER CORP | FL17E | C12067 | 2004-03-27 | 10001 | 2008-03-27 | BED #282
51918 | Beds, Electric | Beds | Beds, Electric | Active | MSH | MSH | MSH | Unknown Ownership |  | STRYKER CORP | FL17E | C12090 | 2004-03-27 | 10001 | 2008-03-27 | BED #283
51919 | Beds, Electric | Beds | Beds, Electric | Active | MSH | MSH | MSH | Unknown Ownership |  | STRYKER CORP | FL17E | C12060 | 2004-03-31 | 10001 | 2008-03-31 | BED #284
51920 | Beds, Electric | Beds | Beds, Electric | Active | MSH | MSH | MSH | Unknown Ownership |  | STRYKER CORP | FL17E | C12073 | 2004-03-31 | 10001 | 2008-03-31 | BED #285
51921 | Beds, Electric | Beds | Beds, Electric | Active | MSH | MSH | MSH | Unknown Ownership |  | STRYKER CORP | FL17E | C12078 | 2004-03-31 | 10001 | 2008-03-31 | BED #286
51922 | Beds, Electric | Beds | Beds, Electric | Active | MSH | MSH | MSH | Unknown Ownership |  | STRYKER CORP | FL17E | C12068 | 2004-03-31 | 10001 | 2008-03-31 | BED #287
51923 | Beds, Electric | Beds | Beds, Electric | Active | MSH | MSH | MSH | Unknown Ownership |  | STRYKER CORP | FL17E | C12075 | 2004-03-31 | 10001 | 2008-03-31 | BED #288
51924 | Beds, Electric | Beds | Beds, Electric | Active | MSH | MSH | MSH | Unknown Ownership |  | STRYKER CORP | FL17E | C12077 | 2004-03-31 | 10001 | 2008-03-31 | BED #289
51925 | Beds, Electric | Beds | Beds, Electric | Active | MSH | MSH | MSH | Unknown Ownership |  | STRYKER CORP | FL17E | C12093 | 2004-03-31 | 10001 | 2008-03-31 | BED #290
51926 | Beds, Electric | Beds | Beds, Electric | Active | MSH | MSH | MSH | Unknown Ownership |  | STRYKER CORP | FL17E | C12059 | 2004-03-31 | 10001 | 2008-03-31 | BED #291
51927 | Beds, Electric | Beds | Beds, Electric | Active | MSH | MSH | MSH | Unknown Ownership |  | STRYKER CORP | FL17E | C12065 | 2004-03-31 | 10001 | 2008-03-31 | BED #292
51928 | Beds, Electric | Beds | Beds, Electric | Active | MSH | MSH | MSH | Unknown Ownership |  | STRYKER CORP | FL17E | C12066 | 2004-03-31 | 10001 | 2008-03-31 | BED #293
51929 | Beds, Electric | Beds | Beds, Electric | Active | MSH | MSH | MSH | Unknown Ownership |  | STRYKER CORP | FL17E | C12091 | 2004-03-31 | 10001 | 2008-03-31 | BED #294
51930 | Beds, Electric | Beds | Beds, Electric | Active | MSH | MSH | MSH | Unknown Ownership |  | STRYKER CORP | FL17E | C11953 | 2004-03-31 | 10001 | 2008-03-31 | BED #295
51931 | Beds, Electric | Beds | Beds, Electric | Active | MSH | MSH | MSH | Unknown Ownership |  | STRYKER CORP | FL17E | C11949 | 2004-03-31 | 10001 | 2008-03-31 | BED #296
51932 | Beds, Electric | Beds | Beds, Electric | Active | MSH | MSH | MSH | Unknown Ownership |  | STRYKER CORP | FL17E | C11951 | 2004-03-31 | 10001 | 2008-03-31 | BED #297
51933 | Beds, Electric | Beds | Beds, Electric | Active | MSH | MSH | MSH | Unknown Ownership |  | STRYKER CORP | FL17E | C12071 | 2004-03-31 | 10001 | 2008-03-31 | BED #298
51934 | Beds, Electric | Beds | Beds, Electric | Active | MSH | MSH | MSH | Unknown Ownership |  | STRYKER CORP | FL17E | C12016 | 2004-03-31 | 10001 | 2008-03-31 | BED #299
51935 | Beds, Electric | Beds | Beds, Electric | Active | MSH | MSH | MSH | Unknown Ownership |  | STRYKER CORP | FL17E | C12015 | 2004-03-31 | 10001 | 2008-03-31 | BED #300
51936 | Beds, Electric | Beds | Beds, Electric | Active | MSH | MSH | MSH | Unknown Ownership |  | STRYKER CORP | FL17E | C12092 | 2004-03-31 | 10001 | 2008-03-31 | BED #301
51937 | Beds, Electric | Beds | Beds, Electric | Active | MSH | MSH | MSH | Unknown Ownership |  | STRYKER CORP | FL17E | C11985 | 2004-03-31 | 10001 | 2008-03-31 | BED #302
51938 | Beds, Electric | Beds | Beds, Electric | Active | MSH | MSH | MSH | Unknown Ownership |  | STRYKER CORP | FL17E | C11952 | 2004-03-31 | 10001 | 2008-03-31 | BED #303
51939 | Beds, Electric | Beds | Beds, Electric | Active | MSH | MSH | MSH | Unknown Ownership |  | STRYKER CORP | FL17E | C12013 | 2004-03-31 | 10001 | 2008-03-31 | BED #304
51940 | Beds, Electric | Beds | Beds, Electric | Active | MSH | MSH | MSH | Unknown Ownership |  | STRYKER CORP | FL17E | C11982 | 2004-03-31 | 10001 | 2008-03-31 | BED #305
51941 | Beds, Electric | Beds | Beds, Electric | Active | MSH | MSH | MSH | Unknown Ownership |  | STRYKER CORP | FL17E | C12011 | 2004-03-31 | 10001 | 2008-03-31 | BED #306
51942 | Beds, Electric | Beds | Beds, Electric | Active | MSH | MSH | MSH | Unknown Ownership |  | STRYKER CORP | FL17E | C12083 | 2004-03-31 | 10001 | 2008-03-31 | BED #307
51943 | Beds, Electric | Beds | Beds, Electric | Active | MSH | MSH | MSH | Unknown Ownership |  | STRYKER CORP | FL17E | C12070 | 2004-03-31 | 10001 | 2008-03-31 | BED #308
51944 | Beds, Electric | Beds | Beds, Electric | Active | MSH | MSH | MSH | Unknown Ownership |  | STRYKER CORP | FL17E | C12072 | 2004-03-31 | 10001 | 2008-03-31 | BED #309
51945 | Beds, Electric | Beds | Beds, Electric | Active | MSH | MSH | MSH | Unknown Ownership |  | STRYKER CORP | FL17E | C12074 | 2004-03-31 | 10001 | 2008-03-31 | BED #310
51946 | Beds, Electric | Beds | Beds, Electric | Active | MSH | MSH | MSH | Unknown Ownership |  | STRYKER CORP | FL17E | C11945 | 2004-03-31 | 10001 | 2008-03-31 | BED #311
51947 | Beds, Electric | Beds | Beds, Electric | Active | MSH | MSH | MSH | Unknown Ownership |  | STRYKER CORP | FL17E | C11946 | 2004-03-31 | 10001 | 2008-03-31 | BED #312
51948 | Beds, Electric | Beds | Beds, Electric | Active | MSH | MSH | MSH | Unknown Ownership |  | STRYKER CORP | FL17E | C11933 | 2004-03-31 | 10001 | 2008-03-31 | BED #313
51949 | Beds, Electric | Beds | Beds, Electric | Active | MSH | MSH | MSH | Unknown Ownership |  | STRYKER CORP | FL17E | C11940 | 2004-03-31 | 10001 | 2008-03-31 | BED #314
51950 | Beds, Electric | Beds | Beds, Electric | Active | MSH | MSH | MSH | Unknown Ownership |  | STRYKER CORP | FL17E | C11935 | 2004-03-31 | 10001 | 2008-03-31 | BED #315
51951 | Beds, Electric | Beds | Beds, Electric | Active | MSH | MSH | MSH | Unknown Ownership |  | STRYKER CORP | FL17E | C11938 | 2004-03-31 | 10001 | 2008-03-31 | BED #316
51952 | Beds, Electric | Beds | Beds, Electric | Active | MSH | MSH | MSH | Unknown Ownership |  | STRYKER CORP | FL17E | C11942 | 2004-03-31 | 10001 | 2008-03-31 | BED #317
51953 | Beds, Electric | Beds | Beds, Electric | Active | MSH | MSH | MSH | Unknown Ownership | 10TH FLOOR | STRYKER CORP | FL17E | C11937 | 2004-03-31 | 10001 | 2008-03-31 | BED #318
51954 | Beds, Electric | Beds | Beds, Electric | Active | MSH | MSH | MSH | Unknown Ownership |  | STRYKER CORP | FL17E | C11936 | 2004-03-31 | 10001 | 2008-03-31 | BED #319
51955 | Beds, Electric | Beds | Beds, Electric | Active | MSH | MSH | MSH | Unknown Ownership |  | STRYKER CORP | FL17E | C11941 | 2004-03-31 | 10001 | 2008-03-31 | BED #320
51956 | Beds, Electric | Beds | Beds, Electric | Active | MSH | MSH | MSH | Unknown Ownership |  | STRYKER CORP | FL17E | C11939 | 2004-03-31 | 10001 | 2008-03-31 | BED #321
51957 | Beds, Electric | Beds | Beds, Electric | Active | MSH | MSH | MSH | Unknown Ownership |  | STRYKER CORP | FL17E | C11934 | 2004-03-31 | 10001 | 2008-03-31 | BED #322
51958 | Beds, Electric | Beds | Beds, Electric | Active | MSH | MSH | MSH | Unknown Ownership |  | STRYKER CORP | FL17E | C12069 | 2004-03-31 | 10001 | 2008-03-31 | BED #323
51959 | Beds, Electric | Beds | Beds, Electric | Active | MSH | MSH | MSH | Unknown Ownership |  | STRYKER CORP | FL17E | C12076 | 2004-03-31 | 10001 | 2008-03-31 | BED #324
51960 | Beds, Electric | Beds | Beds, Electric | Active | MSH | MSH | MSH | Unknown Ownership |  | STRYKER CORP | FL17E | C12085 | 2004-03-31 | 10001 | 2008-03-31 | BED #325
51961 | Beds, Electric | Beds | Beds, Electric | Active | MSH | MSH | MSH | Unknown Ownership |  | STRYKER CORP | FL17E | C11943 | 2004-03-31 | 10001 | 2008-03-31 | BED #326
51962 | Beds, Electric | Beds | Beds, Electric | Active | MSH | MSH | MSH | Unknown Ownership |  | STRYKER CORP | FL17E | C11944 | 2004-03-31 | 10001 | 2008-03-31 | BED #327
51963 | Beds, Electric | Beds | Beds, Electric | Active | MSH | MSH | MSH | Unknown Ownership |  | STRYKER CORP | FL17E | C12087 | 2004-03-31 | 10001 | 2008-03-31 | BED #328
51964 | Beds, Electric | Beds | Beds, Electric | Active | MSH | MSH | MSH | Unknown Ownership |  | STRYKER CORP | FL17E | C12088 | 2004-03-31 | 10001 | 2008-03-31 | BED #329
51965 | Beds, Electric | Beds | Beds, Electric | Active | MSH | MSH | MSH | Unknown Ownership |  | STRYKER CORP | FL17E | C12089 | 2004-03-31 | 10001 | 2008-03-31 | BED #330
51966 | Beds, Electric | Beds | Beds, Electric | Active | MSH | MSH | MSH | Unknown Ownership |  | STRYKER CORP | FL17E | C12062 | 2004-03-31 | 10001 | 2008-03-31 | BED #331
51967 | Beds, Electric | Beds | Beds, Electric | Active | MSH | MSH | MSH | Unknown Ownership |  | STRYKER CORP | FL17E | C12084 | 2004-03-31 | 10001 | 2008-03-31 | BED #332
51968 | Beds, Electric | Beds | Beds, Electric | Active | MSH | MSH | MSH | Unknown Ownership |  | STRYKER CORP | FL17E | C12080 | 2004-03-31 | 10001 | 2008-03-31 | BED #333
51969 | Beds, Electric | Beds | Beds, Electric | Active | MSH | MSH | MSH | Unknown Ownership |  | STRYKER CORP | FL17E | C12079 | 2004-03-31 | 10001 | 2008-03-31 | BED #334
51970 | Beds, Electric | Beds | Beds, Electric | Active | MSH | MSH | MSH | Unknown Ownership |  | STRYKER CORP | FL17E | C12082 | 2004-03-31 | 10001 | 2008-03-31 | BED #335
51971 | Beds, Electric | Beds | Beds, Electric | Active | MSH | MSH | MSH | Unknown Ownership |  | STRYKER CORP | FL17E | C12086 | 2004-03-31 | 10001 | 2008-03-31 | BED #336
51972 | Beds, Electric | Beds | Beds, Electric | Active | MSH | MSH | MSH | Unknown Ownership |  | STRYKER CORP | FL17E | C12064 | 2004-03-31 | 10001 | 2008-03-31 | BED #337
51973 | Beds, Electric | Beds | Beds, Electric | Active | MSH | MSH | MSH | Unknown Ownership |  | STRYKER CORP | FL17E | C12081 | 2004-03-31 | 10001 | 2008-03-31 | BED #338
51974 | Beds, Electric | Beds | Beds, Electric | Active | MSH | MSH | MSH | Unknown Ownership |  | STRYKER CORP | FL17E | C12063 | 2004-03-31 | 10001 | 2008-03-31 | BED #339
51975 | Oximeters, Pulse | Oximeters | Oximeters, Pulse | Active | MSH | MSH | 11N | Nursing 11N Medicine |  | Level 1 Technology | N-45 | 5540489569 | 2004-03-19 | 801 | 2007-03-19 | MEMOREPLACES ASSET# 51780. CABINET BY LIBRARY, 3RD DRAWER.
51976 | Oximeters, Pulse | Oximeters | Oximeters, Pulse | Active | MSH | MSH | 14N | Nursing 14N Surgery |  | Level 1 Technology | N-45 | 5540496570 | 2004-04-05 | 801 | 2007-04-05 | MEMOCABINET BY LIBRARY, 3RD DRAWER.
51977 | Oximeters, Pulse | Oximeters | Oximeters, Pulse | Active | MSH | MSH | 14N | Nursing 14N Surgery |  | Level 1 Technology | N-45 | 5540498069 | 2004-04-05 | 801 | 2007-04-05 | MEMOCABINET BY LIBRARY, 3RD DRAWER.
52033 | Infusion Pumps, Patient-Controlled Analgesic | INFUSION PUMPS | Infusion Pumps, Patient-Controlled Analgesic | Active | MSH | MSH | 14N | Nursing 14N Surgery |  | SIMS Deltec Ltd. | 6300 | 231313 | 2004-04-01 | 4001 | 2005-04-01 | CABINET BY LIBRARY, 1ST DRAWER.
52058 | Infusion Pumps, Patient-Controlled Analgesic | INFUSION PUMPS | Infusion Pumps, Patient-Controlled Analgesic | Active | MSH | MSH | 12N | General Oncology Clinic | Ambulatory oncology | SIMS Deltec Ltd. | 6300 | 231316 | 2004-04-01 | 4001 | 2005-04-01
52092 | Monitors, Vital Signs | Monitors, Vital Signs | Monitors, Vital Signs | Active | MSH | MSH | MSH | IVF Clinic | IVF Clinic | Welch Allyn | 52N00 | JA0 | 2004-09-05 | 5001 | 2005-09-05 | IVF Clinic, 250 Dundas St. W., Rm 505. Battery Date: May.2014
52128 | Oximeters, Pulse | Oximeters | Oximeters, Pulse | Active | MSH | MSH | 11N | Nursing 11N Medicine |  | Level 1 Technology | N-45 | 5540404581 | 2004-09-28 | 801 | 2007-09-01 | CABINET BY LIBRARY, 3RD DRAWER.
52195 | Ultrasound - POCUS | Scanning Systems | Scanning Systems, Ultrasonic, Obstetric/Gynecologic | Active | MSH | MSH | MSH | Obstetrical Suite (L&D) | DeliveryRm(OBS) | SonoSite (FujiFilm) | TITAN | 03302T | 2004-10-14 | 20001 | 2005-10-14 | CABINET BY LIBRARY, 2ND DRAWER. DOCKING SYSTEM (PO3608-10) S/N 0332B6 CART W/ (PO1139) POWER SUPPLY S/N 000967 2MHZ TRANSDUCER (PO4100-01) S/N 03314N 5MHZ TRANSDUCER (PO4105-01) S/N 032QWT
52230 | Incubators, Infant, Mobile | Incubators | Incubators, Infant, Mobile | Active | MSH | MSH | 17U | NICU | NICU | OHMEDA DIV THE BOC GROUP INC. | GIRAFFE | HDHH60614 | 2004-10-20 | 34800 | 2007-10-20 | CAP5-000111.
52232 | Incubators, Infant, Mobile | Incubators | Incubators, Infant, Mobile | Active | MSH | MSH | 17U | NICU | NICU | OHMEDA DIV THE BOC GROUP INC. | GIRAFFE | HDHH60579 | 2004-10-20 | 34800 | 2007-10-20 | CAP5-000111
52236 | Incubators, Infant, Mobile | Incubators | Incubators, Infant, Mobile | Active | MSH | MSH | 17U | NICU | NICU | OHMEDA DIV THE BOC GROUP INC. | GIRAFFE | HDHH60598 | 2004-10-21 | 34800 | 2007-10-21 | CAP5-000111. Battery date: April.2016
52252 | Incubators, Infant, Mobile | Incubators | Incubators, Infant, Mobile | Active | MSH | MSH | 16M | Mother & Baby | M&B | OHMEDA DIV THE BOC GROUP INC. | GIRAFFE-OMNIBED | HDHH60624 | 2004-11-02 | 34800 | 2007-11-02 | CAP5-000111. Battery date: April.2016
52259 | Incubators, Infant, Mobile | Incubators | Incubators, Infant, Mobile | Active | MSH | MSH | 17U | NICU | NICU | OHMEDA DIV THE BOC GROUP INC. | GIRAFFE | HDHH60737 | 2004-11-26 | 34800 | 2007-11-26 | SC.
52260 | Beds, Fixed, Neonatal | Beds | Beds, Fixed, Neonatal | Active | MSH | MSH | 17U | NICU | NICU | unknown | K500-001 | PK5000000126 | 2004-12-10 | 8001 | 2005-12-10
52261 | Beds, Fixed, Neonatal | Beds | Beds, Fixed, Neonatal | Active | MSH | MSH | 17U | NICU | NICU | unknown | K500-001 | PK5000000125 | 2004-12-10 | 8001 | 2005-12-10
52262 | Beds, Fixed, Neonatal | Beds | Beds, Fixed, Neonatal | Active | MSH | MSH | 17U | NICU | NICU | unknown | K500-001 | TAC011994 | 2004-12-10 | 8001 | 2005-12-10
52263 | Beds, Fixed, Neonatal | Beds | Beds, Fixed, Neonatal | Active | MSH | MSH | 17U | NICU | NICU | unknown | K500-001 | TAC011988 | 2004-12-10 | 8001 | 2005-12-10
52264 | Beds, Fixed, Neonatal | Beds | Beds, Fixed, Neonatal | Active | MSH | MSH | 17U | NICU | NICU | unknown | K500-001 | TAC011995 | 2004-12-10 | 8001 | 2005-12-10
52265 | Beds, Fixed, Neonatal | Beds | Beds, Fixed, Neonatal | Active | MSH | MSH | 17U | NICU | NICU | unknown | K500-001 | PK5000000124 | 2004-12-10 | 8001 | 2005-12-10
52266 | Beds, Fixed, Neonatal | Beds | Beds, Fixed, Neonatal | Active | MSH | MSH | 17U | NICU | NICU | unknown | K500-001 | TAC011992 | 2004-12-10 | 8001 | 2005-12-10
52267 | Beds, Fixed, Neonatal | Beds | Beds, Fixed, Neonatal | Active | MSH | MSH | 17U | NICU | NICU | unknown | K500-001 | TAC011993 | 2004-12-10 | 8001 | 2005-12-10
52269 | BLOOD FLOW DETECTORS, ULTRASONIC | BLOOD FLOW DETECTORS | BLOOD FLOW DETECTORS, ULTRASONIC | Active | MSH | MSH | 10S | Coronary Care Unit | CCU | NICOLET BIOMEDICAL INSTRUMENTS | 100R | EAE4536 | 2005-01-05 | 850 | 2006-01-05
52270 | BLOOD FLOW DETECTORS, ULTRASONIC | BLOOD FLOW DETECTORS | BLOOD FLOW DETECTORS, ULTRASONIC | Active | MSH | MSH | 10S | Coronary Care Unit | CCU | NICOLET BIOMEDICAL INSTRUMENTS | 100R | EAE4537 | 2005-01-05 | 850 | 2006-01-05
52301 | Physiologic Monitor Modules, Multiparameter | Physiologic Monitor Modules | Physiologic Monitor Modules, Multiparameter | Active | MSH | MSH | 18 | ICU | ICU | Philips Healthcare | M3001A - MMS | DE22745527 | 2005-04-13 | 3000 | 2006-04-13 | SERVER FOR MP70 EX 68402
52303 | Physiologic Monitor Modules, Multiparameter | Physiologic Monitor Modules | Physiologic Monitor Modules, Multiparameter | Active | MSH | MSH | 18 | ICU | ICU | Philips Healthcare | M3001A - MMS | DE22714002 | 2009-07-10 | 1600 | 2010-07-10 | SERVER FOR MP70 Exchange MMS 10/07/2009 M3001-68402
52305 | RACKS, MODULE | Physiologic Monitor Modules | Physiologic Monitor Module Housings | Active | MSH | MSH | 5 | ICU | 5 | Philips Healthcare | M8048A | DE50225823 | 2005-04-14 | 3000 | 2006-04-14 | RACK FOR MP70
52308 | PATIENT MONITORS, PORTABLE | Monitors, Physiologic | Monitors, Physiologic, Patient Transport | Active | MSH | MSH | 1 | Biomedical Engineering | Biomedical Engineering | HEWLETT-PACKARD CO. MED. PROD. | M8002A | DE50406018 | 2005-04-14 | 19000 | 2006-04-14 | MP30 INTELLIVUE SW Ver B.10.79
52309 | Physiologic Monitor Modules, Multiparameter | Physiologic Monitor Modules | Physiologic Monitor Modules, Multiparameter | Active | MSH | MSH | 18 | ICU | ICU | Philips Healthcare | M3001A - MMS | DE22715853 | 2005-04-14 | 3000 | 2006-04-14 | MP30 OPT A01C06 M3001-68202
52323 | Vacuum Pumps, Central | Vacuum Pumps | Vacuum Pumps, Central | Active | MSH | MSH | MSH | Central Dispatch | CENTRAL DISPATCH | ALLIED HEALTHCARE PRODUCTS INC | 6000 | 2001 1229015 | 2002-09-01 | 801 | 2003-09-01
52324 | Monitors, Physiologic, Patient Transport | Monitors, Physiologic | Monitors, Physiologic, Patient Transport | Active | MSH | MSH | 5 | JDMI - Angio/Interventional | 5 | Philips Healthcare | M8002A - MP30 | DE50406939 | 2005-04-05 | 15000 | 2006-04-05 | NEW EQUIPMENT SW Ver. B.10.85 Moved to 5th flr Imaging, room 514
52329 | Humidifiers, Heated | Humidifiers | Humidifiers, Heated | Active | MSH | MSH | 17U | Respiratory Therapy | NICU | FISHER & PAYKEL MEDICAL INC | MR850 | 041124017877 | 2005-03-29 | 1601 | 2006-03-29
52345 | Physiologic Monitor Modules, Cardiac Output | Physiologic Monitor Modules | Physiologic Monitor Modules, Cardiac Output | Active | MSH | MSH | 10S | Coronary Care Unit | CCU | Philips Healthcare | M1012A | 3805G29153 | 2005-04-05 | 4000 | 2006-04-05 | NEW UNIT
52349 | BLADDER SCANNER | BLADDER SCANNER | BLADDER SCANNER | Active | MSH | 60MURR | 6 | Urolog. Wellness Koffler | 6th Floor | Diagnostic Ultrasound | BVI 3000 | 05139827 | 2005-04-12 | 15594 | 2006-04-12 | CAME WITH BVI 3000 DOME PROBE S/N 18102 for PM information, see T:\2008\bladder scanner PM.doc
52361 | Ultrasound | Scanning Systems | Scanning Systems, Ultrasonic, General-Purpose | Active | MSH | MSH | 18 | ICU | ICU | Bard | 800111B02 | DYPC1067 | 2005-04-19 | 20001 | 2006-04-19
52380 | Prosthesis Implantation Instruments, Dental | Prosthesis Implantation Instruments | Prosthesis Implantation Instruments, Dental | Active | MSH | MSH | 4 | Dental Clinic | Dentistry | J Morita | RCM-1 | SI2373 | 2005-05-17 | 1600 | 2006-05-17
52411 | Slit Lamps | Slit Lamps | Slit Lamps | Active | MSH | 60MURR | 1 | Ophthalmology Clinic | Ophthalmology | CARL ZEISS CANADA LTD. | SL130 | 832672 | 2005-06-29 | 15000 | 2006-06-29
52414 | Oximeters, Pulse | Oximeters | Oximeters, Pulse | Active | MSH | MSH | 17U | NICU | NICU | Level 1 Technology | N-45 | 554078086903 | 2005-07-25 | 580 | 2006-07-25
52428 | Lasers, Nd:YAG, Ophthalmic | Lasers | Lasers, Nd:YAG, Ophthalmic | Active | MSH | MSH | MSH | Ophthalmology Clinic | OPHTHALMOLOGY (AMB.) | CARL ZEISS CANADA LTD. | 1272-175 | 908884 | 2005-10-28 | 40000 | 2006-10-28 | Safety class 4, DN EN 60825-12003
52436 | Cast Cutters, Electric | Cast Cutters | Cast Cutters, Electric | Active | MSH | MSH | MSH | Medical Imaging | RADIOLOGY | STRYKER CORP | 940 | 93031363 | 2006-03-14 | 2001 | 2007-03-14 | UNIT CAME TO BIOMED IN MARCH OF 2006 ALREADY USED.WE REPLACED BRUSHES IN IT.WE ASSIGNED A AS/N TO IT AND ENTERED IT INTO DATABASE.
52437 | Cast Cutter Vacuums | Cast Cutter Vacuums | Cast Cutter Vacuums | Active | MSH | MSH | MSH | Medical Imaging | RADIOLOGY | STRYKER CORP | 986 | 93040963 | 2006-03-17 | 2001 | 2007-03-17
52438 | Monitors, Physiologic, Patient Transport | Monitors, Physiologic | Monitors, Physiologic, Patient Transport | Active | MSH | MSH | 5 | JDMI - Angio/Interventional | 5 | Philips Healthcare | M8002A - MP30 | DE54017851 | 2008-03-03 | 15000 | 2009-03-03 | MP30 Demo now Purchased SW Ver.C.00.90 Moved to 5th flr Imaging, room 514
52451 | Drills, Bone | Drills | Drills, Bone | Active | MSH | MSH | 4 | Dental Clinic | Dentistry | Linvatec | PRO 2000 | BBB58381 | 2006-04-03 | 5001 | 2007-04-03
52466 | Infusion Pumps, Patient-Controlled Analgesic | INFUSION PUMPS | Infusion Pumps, Patient-Controlled Analgesic | Active | MSH | MSH | 12N | General Oncology Clinic | Ambulatory Oncology | SIMS Deltec Ltd. | 6300 | 230078 | 2005-12-08 | 4001 | 2006-12-08 | Pump 7 Real time clock replaced Sept. 2009.
52469 | Monitors, Vital Signs | Monitors, Vital Signs | Monitors, Vital Signs | Active | MSH | MSH | MSH | Rheumatology | LB L2-204 | Welch Allyn | 52000-E1 | 20011299 | 2002-05-24 | 5001 | 2003-05-24 | BATTERY SLA. JULY 2014
52472 | Stereotactic Systems, Biopsy, Mammographic | Stereotactic Systems | Stereotactic Systems, Biopsy, Mammographic | Active | MSH | MSH | 5 | JDMI - MRI | MRI | Suros Surgical Systems Inc A Hologic Co | Sapphire | 200380 | 2006-01-24 | 50001 | 2007-01-24 | SUROS SURG.1-317-344-7500
52473 | Sphygmomanometers, Electronic, Automatic | Sphygmomanometers | Sphygmomanometers, Electronic, Automatic | Active | MSH | MSH | MSH | Heart Function Clinic | Heart Function Clinic | VSM Medtech | BPM-100 | 008938 | 2006-01-31 | 1001 | 2007-01-31
52475 | Sphygmomanometers, Electronic, Automatic | Sphygmomanometers | Sphygmomanometers, Electronic, Automatic | Active | MSH | MSH | MSH | Heart Function Clinic | Heart Function Clinic | VSM Medtech | BPM-100 | 008935 | 2006-01-31 | 1001 | 2007-01-31 | Floor 18 Murray
52477 | Sphygmomanometers, Electronic, Automatic | Sphygmomanometers | Sphygmomanometers, Electronic, Automatic | Active | MSH | MSH | MSH | Heart Function Clinic | Heart Function Clinic | VSM Medtech | BPM-100 | 008934 | 2006-01-31 | 1001 | 2007-01-31
52479 | Sphygmomanometers, Electronic, Automatic | Sphygmomanometers | Sphygmomanometers, Electronic, Automatic | Active | MSH | MSH | MSH | Heart Function Clinic | Heart Function Clinic | VSM Medtech | BPM-100 | 008942 | 2006-01-31 | 1001 | 2007-01-31 | Room # 369
52483 | Sphygmomanometers, Electronic, Automatic | Sphygmomanometers | Sphygmomanometers, Electronic, Automatic | Active | MSH | MSH | 18 | Heart Function Clinic | Heart Function Clinic | VSM Medtech | BPM-100 | 008945 | 2006-01-31 | 1001 | 2007-01-31 | It is in Pacemaker Room.
52485 | Sphygmomanometers, Electronic, Automatic | Sphygmomanometers | Sphygmomanometers, Electronic, Automatic | Active | MSH | MSH | MSH | Heart Function Clinic | Heart Function Clinic | VSM Medtech | BPM-100 | 008943 | 2006-01-31 | 1001 | 2007-01-31
52490 | Cast Cutters, Electric | Cast Cutters | Cast Cutters, Electric | Active | MSH | MSH | MSH | Medical Imaging | RADIOLOGY/FRACTURERM | STRYKER CORP | 940/986 | 98060023/94120223 | 2006-05-04 | 2001 | 2007-05-04
52504 | Monitors, Vital Signs | Monitors, Vital Signs | Monitors, Vital Signs | Active | MSH | MSH | MSH | Rheumatology | LB L2-204 | Welch Allyn | 52N00 | 20011521 | 2006-06-14 | 5001 | 2007-06-14
52505 | Urodynamic Measurement Systems | Urodynamic Measurement Systems | Urodynamic Measurement Systems | Active | MSH | MSH | 5 | Cystoscopy | Cystoscopy | LABORIE,R. SURGICAL | 94-R01-BT | DEL06051505 | 2006-06-16 | 50001 | 2007-06-16 | vendor supported
52517 | Power Supplies | Power Supplies | Power Supplies | Active | MSH | MSH | 15U | Obstetrical Suite (L&D) | L&D | Hospira | DOCKING STATION | L&D DS3 | 2006-06-21 | 501 | 2007-06-21 | LI-ION LOT#40-765-G1 Power cord replaced.
52519 | Power Supplies | Power Supplies | Power Supplies | Active | MSH | MSH | 15U | Obstetrical Suite (L&D) | L&D | Hospira | DOCKING STATION | L&D DS5 | 2006-06-21 | 501 | 2007-06-21 | Volex power cord not affected by Aug. 14, 2009 recall. LI-ION LOT#40-765-G1
52526 | Power Supplies | Power Supplies | Power Supplies | Active | MSH | MSH | 15U | Obstetrical Suite (L&D) | L&D | Hospira | DOCKING STATION | L&D DS12 | 2006-06-21 | 501 | 2007-06-21 | Volex power cord not affected by Aug. 14, 2009 recall. LI-ION LOT#40-765-G1
53004 | Aspirators, Emergency | Aspirators | Aspirators, Emergency | Active | MSH | MSH | MSH | Respiratory Therapy | RESPIRATORY THERAPY | LAERDAL MEDICAL CORP | 780010 | 78130669886 | 2006-07-10 | 501 | 2007-07-10 | BATTERY OPERATED PM: only battery replacement every 3 years
53006 | Aspirators, Emergency | Aspirators | Aspirators, Emergency | Active | MSH | MSH | 3 | Emergency | Emergency | LAERDAL MEDICAL CORP | 780010 | 78130669888 | 2006-07-10 | 501 | 2007-07-10 | BATTERY OPERATED PM: only battery replacement every 3 years
53007 | Aspirators, Emergency | Aspirators | Aspirators, Emergency | Active | MSH | MSH | MSH | Respiratory Therapy | RESPIRATORY THERAPY | LAERDAL MEDICAL CORP | 780010 | 78130669889 | 2006-07-10 | 501 | 2007-07-10 | BATTERY OPERATED PM: only battery replacement every 3 years
53008 | Aspirators, Emergency | Aspirators | Aspirators, Emergency | Active | MSH | MSH | MSH | Respiratory Therapy | RESPIRATORY THERAPY | LAERDAL MEDICAL CORP | 780010 | 78130669890 | 2006-07-10 | 501 | 2007-07-10 | BATTERY OPERATED PM: only battery replacement every 3 years
53009 | Aspirators, Emergency | Aspirators | Aspirators, Emergency | Active | MSH | MSH | MSH | Respiratory Therapy | RESPIRATORY THERAPY | LAERDAL MEDICAL CORP | 780010 | 78130669891 | 2006-07-10 | 501 | 2007-07-10 | BATTERY OPERATED PM: only battery replacement every 3 years
53011 | Aspirators, Emergency | Aspirators | Aspirators, Emergency | Active | MSH | MSH | 5 | Biomedical Engineering | Ultrasound | LAERDAL MEDICAL CORP | 780010 | 78130669893 | 2006-07-10 | 501 | 2007-07-10 | BATTERY OPERATED PM: only battery replacement every 3 years
53012 | Aspirators, Emergency | Aspirators | Aspirators, Emergency | Active | MSH | MSH | 6 | Respiratory Therapy | Nuclear Medicine | LAERDAL MEDICAL CORP | 780010 | 78130669894 | 2006-07-10 | 501 | 2007-07-10 | BATTERY OPERATED PM: only battery replacement every 3 years
53013 | Aspirators, Emergency | Aspirators | Aspirators, Emergency | Active | MSH | MSH | MSH | Respiratory Therapy | RESPIRATORY THERAPY | LAERDAL MEDICAL CORP | 780010 | 78130669895 | 2006-07-10 | 501 | 2007-07-10 | BATTERY OPERATED PM: only battery replacement every 3 years
53014 | Aspirators, Emergency | Aspirators | Aspirators, Emergency | Active | MSH | MSH | 3 | Biomedical Engineering | Emergency | LAERDAL MEDICAL CORP | 780010 | 78130669896 | 2006-07-10 | 501 | 2007-07-10 | PM: only battery replacement every 3 years
530498 | Delivery Module SEVO | Delivery Module | Delivery Module | Active | MSH | MSH | MSH | Resp Therapy (Anesthesia) | Operating Room | Draeger Medical Canada | OPC5344 | ASJE-0035 | 2016-07-11 | 12365 | 2017-07-11 | Duplicate ME number reassigned to 530764 PN MK01703
530499 | Delivery Module SEVO | Delivery Module | Delivery Module | Active | MSH | MSH | 5 | Resp Therapy (Anesthesia) | 5th Floor Operating Room | Draeger Medical Canada | OPC5344 | ASJE-0036 | 2016-07-11 | 12365 | 2017-07-11 | Duplicate ME number reassigned to 530765 PN MK01703
530501 | Integrated Power Console | Integrated Power Console | Integrated Power Console | Active | MSH | MSH | 7 | SURGICAL SUITE (COMBINED WITH CYSTO) | OR | Medtronic of Canada | 189001 | ENTC80444 | 2016-09-22 | 30000 | 2017-09-22 | Duplicate ME number reassigned to 530766 Comes with footswitch and instruments.
530502 | WARMERS, BLOOD | WARMERS | WARMERS, BLOOD | Active | MSH | MSH | 17U | NICU | NICU | Level 1 Technology | hl-90 | S101A02752 | 2014-12-12 | 3001 | 2015-12-12 | Duplicate ME number reassigned to 530767 Replacement unit
530503 | Scales, Patient, Floor | Scales | Scales, Patient, Floor | Active | MSH | MSH | 14N | Nursing 14N Surgery |  | SR INSTRUMENTS INC | 555 | 3316 | 2001-11-16 | 5001 | 2002-11-16
530504 | Hemodynamic monitoring system | Hemodynamic Module | Hemodynamic Module | Active | MSH | MSH | 7 | SURGICAL SUITE (COMBINED WITH CYSTO) | 7th Floor | Cheetah Medical, Inc. | CMM-ST5 | V5201606776 | 2017-04-04 | 0 | 2017-10-03 | Demo StarlingTM SV Noninvasive Cardiac output & Hemodynamic Monitor System,
530510 | NITRONOX INHALATION ANALGESIA SYSTEM | NITRONOX INHALATION ANALGESIA SYSTEM | NITRONOX INHALATION ANALGESIA SYSTEM | Active | MSH | MSH | 15U | Obstetrical Suite (L&D) | L&D- Portable | PARKER PORTER | NOX-5000H | NX5H-1218 | 2014-07-01 | 0 | 2015-07-01
530511 | Vacuum Regulator | Vacuum Regulator | Vacuum Regulator | Active | MSH | MSH | 3 | Emergency | Emergency | Amico | SR-CL | AA4969BK | 2015-01-07 | 444.16 | 2011-01-22 11:16
530512 | Nebulizers | Nebulizers | Nebulizers | Active | MSH | MSH | 18 | Respiratory Therapy | ICU | Aerogen Ltd | AG-PX-1050-US | AP-070277 | 2010-10-21 | 704.56 | 2011-10-21
53055 | PACEMAKER PROGRAMMERS | PACEMAKER PROGRAMMERS | PACEMAKER PROGRAMMERS | Active | MSH | MSH | MSH | Cath Lab | CARDIOLOGY | BOSTON SCIENTIFIC CORP. | 3120 | 066410 | 2006-07-28 | 1501 | 2007-07-28 | FREE UNIT WITH PACEMAKER
53056 | PACEMAKER PROGRAMMERS | PACEMAKER PROGRAMMERS | PACEMAKER PROGRAMMERS | Active | MSH | MSH | MSH | Cath Lab | CARDIOLOGY | BOSTON SCIENTIFIC CORP. | 3120 | 066414 | 2006-07-28 | 1501 | 2007-07-28 | FREE UNIT WITH PACEMAKER
53065 | Analyzers, Point-of-Care, Whole Blood, Glucose | Analyzers | Analyzers, Point-of-Care, Whole Blood, Glucose | Active | MSH | MSH | MSH | Respiratory Therapy | 2nd floor | Bedfont | Micro Smokerlyzer | B4694 | 2006-08-29 | 1030 | 2007-08-29 | analyzer belongs to respiratory dep-t, has not been in use for more then few years
53075 | Humidifiers, Heated | Humidifiers | Humidifiers, Heated | Active | MSH | MSH | 18 | ICU | ICU | FISHER & PAYKEL MEDICAL INC | MR850JHU | 060822017573 | 2006-09-18 | 2401 |  | This unit obtained for Wean Trial Study. Not owned by MSH. Service & support by Fisher & Paykel as per e-mail from Cynthia Harris, Charge RT, ICU, 22 Sept 06 to Vic Ramcharan.
53076 | Incubators, Infant, Transport | Incubators | Incubators, Infant, Transport | Active | MSH | MSH | 17U | NICU | NICU | AIRBORNE LIFE SUPPORT SYSTEMS | Voyager | 297 VL | 2006-09-18 | 36257 | 2007-09-18 | International Biomedical # 84 *****This Transport Is Vented*****
53078 | Pressure Meters, Digital | Pressure Meters | Pressure Meters, Digital | Active | MSH | MSH | 1 | Biomedical Engineering | Biomedical Eng. | Meriam Instrument | 350-DN2000-01101001 | 942580-Y3 | 2006-11-03 | 860 | 2007-11-03 | Test Equipment
53081 | Colposcopes | Colposcopes | Colposcopes | Active | MSH | OPG | 8th Floor | Obstetrical Day Unit |  | OLYMPUS CORP MEDICAL INSTRUMENT DIV | OCS-500 | 606031 | 2006-10-16 | 15000 | 2007-10-16 10:20 | Location: 3rd floor of Hydro building, room 3057. System includes FOLS model CLH-SC, s/n7626480
53082 | Colposcopes | Colposcopes | Colposcopes | Active | MSH | OPG | 8th Floor | Obstetrical Day Unit |  | OLYMPUS CORP MEDICAL INSTRUMENT DIV | OCS-500 | 603014 | 2006-10-16 | 26000 | 2007-10-16 11:34 | System includes: Sony LCD monitor, s/n3016775, model LMD-1410; Video system Olympus model OTV-SC, licence#64451, s/n 7618198; Halogen light source Olympus model CLH-SC, s/n 7626620
53089 | Stimulators, Electrical, Spinal Cord, Analgesic | Stimulators | Stimulators, Electrical, Spinal Cord, Analgesic | Active | MSH | MSH | MSH | Anesthesia | 5th floor | LIFE-TECH INC | ES400 | OG2190050 | 2006-11-07 | 501 | 2007-11-07 11:53
531002 | Hand Held Doppler w/display | Hand Held Doppler w/display | Hand Held Doppler w/display | Active | MSH | MSH | 15U | Obstetrical Suite (L&D) | L&D | WALLACH SURGICAL DEVICES INC | L250 | 2015100039 | 2016-10-27 | 750 | 2017-10-27 13:35 | Replaced doppler as/n 63293.
531003 | BLADDER SCANNER | BLADDER SCANNER | BLADDER SCANNER | Active | MSH | OPG | 8th Floor | Urogynaecology-OPG | 8th Floor | Verathon Medical | BVI 3000 | B3301390 | 2016-11-03 | 15000 | 2017-11-03 | New unit is purchased: s/n B3301390; probe:s/n P401049
531004 | Pumps, Breast | Pumps | Pumps, Breast | Active | MSH | MSH | 17U | NICU | NICU | Ameda Inc | 17803 - Platinum | 160176 | 2016-11-04 | 2225 | 2019-11-04
531005 | Pumps, Breast | Pumps | Pumps, Breast | Active | MSH | MSH | 17U | NICU | NICU | Ameda Inc | 17803 - Platinum | 160935 | 2016-11-04 | 2225 | 2019-11-04
531006 | Pumps, Breast | Pumps | Pumps, Breast | Active | MSH | MSH | 17U | NICU | NICU | Ameda Inc | 17803 - Platinum | 160299 | 2016-11-04 | 2225 | 2019-11-04
531007 | Pumps, Breast | Pumps | Pumps, Breast | Active | MSH | MSH | 17U | NICU | NICU | Ameda Inc | 17803 - Platinum | 160146 | 2016-11-04 | 2225 | 2019-11-04
531008 | Pumps, Breast | Pumps | Pumps, Breast | Active | MSH | MSH | 17U | NICU | NICU | Ameda Inc | 17803 - Platinum | 160194 | 2016-11-04 | 2225 | 2019-11-04
531009 | Pumps, Breast | Pumps | Pumps, Breast | Active | MSH | MSH | 17U | NICU | NICU | Ameda Inc | 17803 - Platinum | 160297 | 2016-11-04 | 2225 | 2019-11-04
531010 | Pumps, Breast | Pumps | Pumps, Breast | Active | MSH | MSH | 17U | NICU | NICU | Ameda Inc | 17803 - Platinum | 160269 | 2016-11-04 | 2225 | 2019-11-04
531011 | Pumps, Breast | Pumps | Pumps, Breast | Active | MSH | MSH | 17U | NICU | NICU | Ameda Inc | 17803 - Platinum | 160295 | 2016-11-04 | 2225 | 2019-11-04
531012 | Pumps, Breast | Pumps | Pumps, Breast | Active | MSH | MSH | 17U | NICU | NICU | Ameda Inc | 17803 - Platinum | 160274 | 2016-11-04 | 2225 | 2019-11-04
531013 | Pumps, Breast | Pumps | Pumps, Breast | Active | MSH | MSH | 17U | NICU | NICU | Ameda Inc | 17803 - Platinum | 160144 | 2016-11-04 | 2225 | 2019-11-04
531014 | Pumps, Breast | Pumps | Pumps, Breast | Active | MSH | MSH | 17U | NICU | NICU | Ameda Inc | 17803 - Platinum | 160323 | 2016-11-04 | 2225 | 2019-11-04
531015 | Pumps, Breast | Pumps | Pumps, Breast | Active | MSH | MSH | 17U | NICU | NICU | Ameda Inc | 17803 - Platinum | 160282 | 2016-11-04 | 2225 | 2019-11-04
531016 | Pumps, Breast | Pumps | Pumps, Breast | Active | MSH | MSH | 17U | NICU | NICU | Ameda Inc | 17803 - Platinum | 160261 | 2016-11-04 | 2225 | 2019-11-04
531017 | Pumps, Breast | Pumps | Pumps, Breast | Active | MSH | MSH | 17U | NICU | NICU | Ameda Inc | 17803 - Platinum | 160293 | 2016-11-04 | 2225 | 2019-11-04
531018 | Pumps, Breast | Pumps | Pumps, Breast | Active | MSH | MSH | 17U | NICU | NICU | Ameda Inc | 17803 - Platinum | 160124 | 2016-11-04 | 2225 | 2019-11-04
531019 | Pumps, Breast | Pumps | Pumps, Breast | Active | MSH | MSH | 17U | NICU | NICU | Ameda Inc | 17803 - Platinum | 160275 | 2016-11-04 | 2225 | 2019-11-04
531020 | Pumps, Breast | Pumps | Pumps, Breast | Active | MSH | MSH | 17U | NICU | NICU | Ameda Inc | 17803 - Platinum | 160266 | 2016-11-04 | 2225 | 2019-11-04
531021 | Pumps, Breast | Pumps | Pumps, Breast | Active | MSH | MSH | 17U | NICU | NICU | Ameda Inc | 17803 - Platinum | 160291 | 2016-11-04 | 2225 | 2019-11-04
531022 | Pumps, Breast | Pumps | Pumps, Breast | Active | MSH | MSH | 17U | NICU | NICU | Ameda Inc | 17803 - Platinum | 160200 | 2016-11-04 | 2225 | 2019-11-04
531023 | Pumps, Breast | Pumps | Pumps, Breast | Active | MSH | MSH | 17U | NICU | NICU | Ameda Inc | 17803 - Platinum | 160141 | 2016-11-04 | 2225 | 2019-11-04
531024 | Pumps, Breast | Pumps | Pumps, Breast | Active | MSH | MSH | 17U | NICU | NICU | Ameda Inc | 17803 - Platinum | 160298 | 2016-11-04 | 2225 | 2019-11-04
531025 | Pumps, Breast | Pumps | Pumps, Breast | Active | MSH | MSH | 17U | NICU | NICU | Ameda Inc | 17803 - Platinum | 160254 | 2016-11-04 | 2225 | 2019-11-04
531026 | Pumps, Breast | Pumps | Pumps, Breast | Active | MSH | MSH | 17U | NICU | NICU | Ameda Inc | 17803 - Platinum | 160331 | 2016-11-04 | 2225 | 2019-11-04
531027 | Pumps, Breast | Pumps | Pumps, Breast | Active | MSH | MSH | 17U | NICU | NICU | Ameda Inc | 17803 - Platinum | 160296 | 2016-11-04 | 2225 | 2019-11-04
531028 | Pumps, Breast | Pumps | Pumps, Breast | Active | MSH | MSH | 17U | NICU | NICU | Ameda Inc | 17803 - Platinum | 160172 | 2016-11-04 | 2225 | 2019-11-04
531029 | Pumps, Breast | Pumps | Pumps, Breast | Active | MSH | MSH | 17U | NICU | NICU | Ameda Inc | 17803 - Platinum | 160272 | 2016-11-04 | 2225 | 2019-11-04
531030 | Pumps, Breast | Pumps | Pumps, Breast | Active | MSH | MSH | 17U | NICU | NICU | Ameda Inc | 17803 - Platinum | 160267 | 2016-11-04 | 2225 | 2019-11-04
531031 | Pumps, Breast | Pumps | Pumps, Breast | Active | MSH | MSH | 17U | NICU | NICU | Ameda Inc | 17803 - Platinum | 160259 | 2016-11-04 | 2225 | 2019-11-04
531033 | Pumps, Breast | Pumps | Pumps, Breast | Active | MSH | MSH | 17U | NICU | NICU | Ameda Inc | 17803 - Platinum | 160253 | 2016-11-04 | 2225 | 2019-11-04
531034 | Pumps, Breast | Pumps | Pumps, Breast | Active | MSH | MSH | 17U | NICU | NICU | Ameda Inc | 17803 - Platinum | 160264 | 2016-11-04 | 2225 | 2019-11-04
531035 | Pumps, Breast | Pumps | Pumps, Breast | Active | MSH | MSH | 17U | NICU | NICU | Ameda Inc | 17803 - Platinum | 160285 | 2016-11-04 | 2225 | 2019-11-04
531036 | Pumps, Breast | Pumps | Pumps, Breast | Active | MSH | MSH | 17U | NICU | NICU | Ameda Inc | 17803 - Platinum | 160277 | 2016-11-04 | 2225 | 2019-11-04
531037 | Pumps, Breast | Pumps | Pumps, Breast | Active | MSH | MSH | 17U | NICU | NICU | Ameda Inc | 17803 - Platinum | 160180 | 2016-11-04 | 2225 | 2019-11-04
531038 | Pumps, Breast | Pumps | Pumps, Breast | Active | MSH | MSH | 17U | NICU | NICU | Ameda Inc | 17803 - Platinum | 160139 | 2016-11-04 | 2225 | 2019-11-04
531039 | Pumps, Breast | Pumps | Pumps, Breast | Active | MSH | MSH | 17U | NICU | NICU | Ameda Inc | 17803 - Platinum | 160273 | 2016-11-04 | 2225 | 2019-11-04
531040 | Pumps, Breast | Pumps | Pumps, Breast | Active | MSH | MSH | 17U | NICU | NICU | Ameda Inc | 17803 - Platinum | 160260 | 2016-11-04 | 2225 | 2019-11-04
531041 | Pumps, Breast | Pumps | Pumps, Breast | Active | MSH | MSH | 17U | NICU | NICU | Ameda Inc | 17803 - Platinum | 160292 | 2016-11-04 | 2225 | 2019-11-04
531042 | Pumps, Breast | Pumps | Pumps, Breast | Active | MSH | MSH | 17U | NICU | NICU | Ameda Inc | 17803 - Platinum | 160294 | 2016-11-04 | 2225 | 2019-11-04
531043 | Pumps, Breast | Pumps | Pumps, Breast | Active | MSH | MSH | 17U | NICU | NICU | Ameda Inc | 17803 - Platinum | 160279 | 2016-11-04 | 2225 | 2019-11-04
531044 | Pumps, Breast | Pumps | Pumps, Breast | Active | MSH | MSH | 17U | NICU | NICU | Ameda Inc | 17803 - Platinum | 160281 | 2016-11-04 | 2225 | 2019-11-04
531045 | Pumps, Breast | Pumps | Pumps, Breast | Active | MSH | MSH | 17U | NICU | NICU | Ameda Inc | 17803 - Platinum | 160251 | 2016-11-04 | 2225 | 2019-11-04
531046 | Pumps, Breast | Pumps | Pumps, Breast | Active | MSH | MSH | 17U | NICU | NICU | Ameda Inc | 17803 - Platinum | 160341 | 2016-11-04 | 2225 | 2019-11-04
531047 | Pumps, Breast | Pumps | Pumps, Breast | Active | MSH | MSH | 17U | NICU | NICU | Ameda Inc | 17803 - Platinum | 160257 | 2016-11-04 | 2225 | 2019-11-04
531048 | Pumps, Breast | Pumps | Pumps, Breast | Active | MSH | MSH | 17U | NICU | NICU | Ameda Inc | 17803 - Platinum | 160166 | 2016-11-04 | 2225 | 2019-11-04
531049 | Pumps, Breast | Pumps | Pumps, Breast | Active | MSH | MSH | 17U | PNAC | PNAC | Ameda Inc | 17803 - Platinum | 160255 | 2016-11-04 | 2225 | 2019-11-04
531050 | Pumps, Breast | Pumps | Pumps, Breast | Active | MSH | MSH | 17U | NICU | NICU | Ameda Inc | 17803 - Platinum | 160366 | 2016-11-04 | 2225 | 2019-11-04
531051 | Pumps, Breast | Pumps | Pumps, Breast | Active | MSH | MSH | 17U | NICU | NICU | Ameda Inc | 17803 - Platinum | 12121 | 2016-11-04 | 2225 | 2019-11-04
531052 | Pumps, Breast | Pumps | Pumps, Breast | Active | MSH | MSH | 17U | NICU | NICU | Ameda Inc | 17803 - Platinum | 12147 | 2016-11-04 | 2225 | 2019-11-04
531053 | Pumps, Breast | Pumps | Pumps, Breast | Active | MSH | MSH | 17U | NICU | NICU | Ameda Inc | 17803 - Platinum | 11675 | 2016-11-04 | 2225 | 2019-11-04
531054 | Pumps, Breast | Pumps | Pumps, Breast | Active | MSH | MSH | 17U | NICU | NICU | Ameda Inc | 17803 - Platinum | 11798 | 2016-11-04 | 2225 | 2019-11-04
531055 | Pumps, Breast | Pumps | Pumps, Breast | Active | MSH | MSH | 17U | NICU | NICU | Ameda Inc | 17803 - Platinum | 160038 | 2016-11-04 | 2225 | 2019-11-04
531056 | Pumps, Breast | Pumps | Pumps, Breast | Active | MSH | MSH | 17U | NICU | NICU | Ameda Inc | 17803 - Platinum | 160017 | 2016-11-04 | 2225 | 2019-11-04
531057 | Pumps, Breast | Pumps | Pumps, Breast | Active | MSH | MSH | 17U | NICU | NICU | Ameda Inc | 17803 - Platinum | 160032 | 2016-11-04 | 2225 | 2019-11-04
531058 | Pumps, Breast | Pumps | Pumps, Breast | Active | MSH | MSH | 17U | NICU | NICU | Ameda Inc | 17803 - Platinum | 12149 | 2016-11-04 | 2225 | 2019-11-04
531059 | Pumps, Breast | Pumps | Pumps, Breast | Active | MSH | MSH | 17U | NICU | NICU | Ameda Inc | 17803 - Platinum | 160372 | 2016-11-04 | 2225 | 2019-11-04
531060 | Pumps, Breast | Pumps | Pumps, Breast | Active | MSH | MSH | 17U | NICU | NICU | Ameda Inc | 17803 - Platinum | 160354 | 2016-11-04 | 2225 | 2019-11-04
531061 | Pumps, Breast | Pumps | Pumps, Breast | Active | MSH | MSH | 17U | NICU | NICU | Ameda Inc | 17803 - Platinum | 160097 | 2016-11-04 | 2225 | 2019-11-04
531062 | Pumps, Breast | Pumps | Pumps, Breast | Active | MSH | MSH | 17U | NICU | NICU | Ameda Inc | 17803 - Platinum | 160378 | 2016-11-04 | 2225 | 2019-11-04
531063 | Pumps, Breast | Pumps | Pumps, Breast | Active | MSH | MSH | 17U | NICU | NICU | Ameda Inc | 17803 - Platinum | 160373 | 2016-11-04 | 2225 | 2019-11-04
531064 | Pumps, Breast | Pumps | Pumps, Breast | Active | MSH | MSH | 17U | NICU | NICU | Ameda Inc | 17803 - Platinum | 160357 | 2016-11-04 | 2225 | 2019-11-04
531065 | Pumps, Breast | Pumps | Pumps, Breast | Active | MSH | MSH | 15M | Nursing 15 Murray/Antenatal | Antenatal | Ameda Inc | 17803 - Platinum | 160371 | 2016-11-04 | 2225 | 2019-11-04
531066 | Pumps, Breast | Pumps | Pumps, Breast | Active | MSH | MSH | 15M | Nursing 15 Murray/Antenatal | Antenatal | Ameda Inc | 17803 - Platinum | 160313 | 2016-11-04 | 2225 | 2019-11-04
531067 | Pumps, Breast | Pumps | Pumps, Breast | Active | MSH | MSH | 17U | NICU | NICU | Ameda Inc | 17803 - Platinum | 160290 | 2016-11-04 | 2225 | 2019-11-04
531068 | Pumps, Breast | Pumps | Pumps, Breast | Active | MSH | MSH | 17U | NICU | NICU | Ameda Inc | 17803 - Platinum | 160280 | 2016-11-04 | 2225 | 2019-11-04
531069 | Pumps, Breast | Pumps | Pumps, Breast | Active | MSH | MSH | 17U | NICU | NICU | Ameda Inc | 17803 - Platinum | 160320 | 2016-11-04 | 2225 | 2019-11-04
531070 | Pumps, Breast | Pumps | Pumps, Breast | Active | MSH | MSH | 17U | NICU | NICU | Ameda Inc | 17803 - Platinum | 160300 | 2016-11-04 | 2225 | 2019-11-04
531071 | Pumps, Breast | Pumps | Pumps, Breast | Active | MSH | MSH | 17U | NICU | NICU | Ameda Inc | 17803 - Platinum | 160160 | 2016-11-04 | 2225 | 2019-11-04
531072 | Pumps, Breast | Pumps | Pumps, Breast | Active | MSH | MSH | 17U | NICU | NICU | Ameda Inc | 17803 - Platinum | 160304 | 2016-11-04 | 2225 | 2019-11-04
531073 | Pumps, Breast | Pumps | Pumps, Breast | Active | MSH | MSH | 17U | NICU | NICU | Ameda Inc | 17803 - Platinum | 160248 | 2016-11-04 | 2225 | 2019-11-04
531074 | Pumps, Breast | Pumps | Pumps, Breast | Active | MSH | MSH | 17U | NICU | NICU | Ameda Inc | 17803 - Platinum | 160330 | 2016-11-04 | 2225 | 2019-11-04
531075 | Pumps, Breast | Pumps | Pumps, Breast | Active | MSH | MSH | 17U | NICU | NICU | Ameda Inc | 17803 - Platinum | 160321 | 2016-11-04 | 2225 | 2019-11-04
531076 | Pumps, Breast | Pumps | Pumps, Breast | Active | MSH | MSH | 15M | Nursing 15 Murray/Antenatal | Antenatal | Ameda Inc | 17803 - Platinum | 160301 | 2016-11-04 | 2225 | 2019-11-04
531077 | Pumps, Breast | Pumps | Pumps, Breast | Active | MSH | MSH | 15M | Nursing 15 Murray/Antenatal | Antenatal | Ameda Inc | 17803 - Platinum | 160307 | 2016-11-04 | 2225 | 2019-11-04
531078 | Pumps, Breast | Pumps | Pumps, Breast | Active | MSH | MSH | 16M | Mother & Baby | M&B | Ameda Inc | 17803 - Platinum | 160305 | 2016-11-04 | 2225 | 2019-11-04
531079 | Pumps, Breast | Pumps | Pumps, Breast | Active | MSH | MSH | 16M | Mother & Baby | M&B | Ameda Inc | 17803 - Platinum | 160310 | 2016-11-04 | 2225 | 2019-11-04
531080 | Pumps, Breast | Pumps | Pumps, Breast | Active | MSH | MSH | 16M | Mother & Baby | M&B | Ameda Inc | 17803 - Platinum | 160359 | 2016-11-04 | 2225 | 2019-11-04
531081 | Pumps, Breast | Pumps | Pumps, Breast | Active | MSH | MSH | 16M | Mother & Baby | M&B | Ameda Inc | 17803 - Platinum | 160380 | 2016-11-04 | 2225 | 2019-11-04
531082 | Pumps, Breast | Pumps | Pumps, Breast | Active | MSH | MSH | 16M | Mother & Baby | M&B | Ameda Inc | 17803 - Platinum | 160309 | 2016-11-04 | 2225 | 2019-11-04
531083 | Pumps, Breast | Pumps | Pumps, Breast | Active | MSH | MSH | 16M | Mother & Baby | M&B | Ameda Inc | 17803 - Platinum | 160385 | 2016-11-04 | 2225 | 2019-11-04
531084 | Pumps, Breast | Pumps | Pumps, Breast | Active | MSH | MSH | 16M | Mother & Baby | M&B | Ameda Inc | 17803 - Platinum | 160276 | 2016-11-04 | 2225 | 2019-11-04
531085 | Pumps, Breast | Pumps | Pumps, Breast | Active | MSH | MSH | 16M | Mother & Baby | M&B | Ameda Inc | 17803 - Platinum | 12156 | 2016-11-04 | 2225 | 2019-11-04
531086 | Pumps, Breast | Pumps | Pumps, Breast | Active | MSH | MSH | 16M | Mother & Baby | M&B | Ameda Inc | 17803 - Platinum | 160288 | 2016-11-04 | 2225 | 2019-11-04
531087 | Pumps, Breast | Pumps | Pumps, Breast | Active | MSH | MSH | 16M | Mother & Baby | M&B | Ameda Inc | 17803 - Platinum | 160315 | 2016-11-04 | 2225 | 2019-11-04
531088 | Pumps, Breast | Pumps | Pumps, Breast | Active | MSH | MSH | 16M | Mother & Baby | M&B | Ameda Inc | 17803 - Platinum | 160316 | 2016-11-04 | 2225 | 2019-11-04
531089 | Pumps, Breast | Pumps | Pumps, Breast | Active | MSH | MSH | 16M | Mother & Baby | M&B | Ameda Inc | 17803 - Platinum | 12155 | 2016-11-04 | 2225 | 2019-11-04
531090 | Pumps, Breast | Pumps | Pumps, Breast | Active | MSH | MSH | 16M | Mother & Baby | M&B | Ameda Inc | 17803 - Platinum | 160329 | 2016-11-04 | 2225 | 2019-11-04
531091 | Pumps, Breast | Pumps | Pumps, Breast | Active | MSH | MSH | 16M | Mother & Baby | M&B | Ameda Inc | 17803 - Platinum | 160383 | 2016-11-04 | 2225 | 2019-11-04
531092 | Pumps, Breast | Pumps | Pumps, Breast | Active | MSH | MSH | 16M | Mother & Baby | M&B | Ameda Inc | 17803 - Platinum | 160308 | 2016-11-04 | 2225 | 2019-11-04
531093 | Pumps, Breast | Pumps | Pumps, Breast | Active | MSH | MSH | 16M | Mother & Baby | M&B | Ameda Inc | 17803 - Platinum | 160312 | 2016-11-04 | 2225 | 2019-11-04
531094 | Pumps, Breast | Pumps | Pumps, Breast | Active | MSH | MSH | 16M | Mother & Baby | M&B | Ameda Inc | 17803 - Platinum | 160344 | 2016-11-04 | 2225 | 2019-11-04
531095 | Pumps, Breast | Pumps | Pumps, Breast | Active | MSH | MSH | 16M | Mother & Baby | M&B | Ameda Inc | 17803 - Platinum | 160019 | 2016-11-04 | 2225 | 2019-11-04
531096 | Pumps, Breast | Pumps | Pumps, Breast | Active | MSH | MSH | 16M | Mother & Baby | M&B | Ameda Inc | 17803 - Platinum | 160343 | 2016-11-04 | 2225 | 2019-11-04
531097 | Pumps, Breast | Pumps | Pumps, Breast | Active | MSH | MSH | 16M | Mother & Baby | M&B | Ameda Inc | 17803 - Platinum | 160010 | 2016-11-04 | 2225 | 2019-11-04
531099 | Vacuum Regulator | Vacuum Regulator | Vacuum Regulator | Active | MSH | MSH | 1 | Biomedical Engineering | Biomedical Eng. | Amvex Corporation | VR-CIID-DHDG | VRA08085HH | 2010-01-07 | 444.16 | 2011-01-07 11:16 | No PO#
53110 | Treadmills | Treadmills | Treadmills | Active | MSH | MSH | MSH | Heart Function Clinic | 16 floor | GE Healthcare | T2000 | ABM04360891SA | 2005-11-01 | 7900 | 2006-11-01 | post-warranty GE service contract 2005.Nov to 2006.Nov BME took over support of stress system and treadmill 2006.Nov initial cost CASE $1400 + T2000 $400 = $1800
531100 | Monitors, Physiologic, Patient Transport | Monitors, Physiologic | Monitors, Physiologic, Patient Transport | Active | MSH | MSH | 5 | JDMI - Angio/Interventional | 5 - Angio | Philips Healthcare | M8105A - MP5 | DE580A3834 | 2016-11-25 | 15000 | 2017-11-25
531103 | Scales, Patient, Platform, Electronic | Scales | Scales, Patient, Platform, Electronic | Active | MSH | MSH | 10N | Nursing 10N Geriatrics | Geriatrics | HEALTH O METER INC | 2101KL | 2101B01399 | 2013-03-22 | 5001 | 2014-03-22 | Purchased by the department SN 9401B-01755 CODE 4714
531104 | Scalers, Dental, Ultrasonic | Scalers | Scalers, Dental, Ultrasonic | Active | MSH | MSH | 4 | Dental Clinic | Dentistry | CAULK DENTSPLY | GEN-136 | G136-23919 | 2016-12-12 | 1823.21 | 2017-12-12 | vendor supported equipment
531105 | Scalers, Dental, Ultrasonic | Scalers | Scalers, Dental, Ultrasonic | Active | MSH | MSH | 4 | Dental Clinic | Dentistry | CAULK DENTSPLY | GEN-136 | G136-23917 | 2016-12-12 | 1823.21 | 2017-12-12 | vendor supported equipment
531107 | Power Supplies | Power Supplies | Power Supplies | Active | MSH | MSH | 18 | ICU | ICU | QPS | 16CHSIU1 | SYSTEM 21 | 2016-12-15 | 0 | 2017-12-15 12:51 | Dr. Sumesh Shah
531108 | Power Supplies | Power Supplies | Power Supplies | Active | MSH | MSH | 18 | ICU | ICU | DELSYS | 15B-060W | 0 | 2016-12-15 | 0 | 2017-12-15 13:12 | Dr. Sumesh Shah
531109 | Transformers, Constant Voltage | Transformers | Transformers, Constant Voltage | Active | MSH | MSH | 18 | ICU | ICU | DELSYS | ISB-060W | 60WUL-3578 | 2016-12-15 | 0 | 2017-12-15 13:12 | Dr. Sumesh Shah
531110 | Thermometers, Electronic, Infrared | Thermometers | Thermometers, Electronic, Infrared | Active | MSH | MSH | 3 | Emergency | Emergency | Cardinal Health Canada Inc | Genius 2 | N16608002 | 2016-12-15 | 249 | 2017-08-13
531111 | Thermometers, Electronic, Infrared | Thermometers | Thermometers, Electronic, Infrared | Active | MSH | MSH | 3C | COVID-19 | Main - Henneck (COVID19) | Cardinal Health Canada Inc | Genius 3 | N18786066 | 2016-12-15 | 249 | 2017-08-13
531112 | Vacuum Regulator | Vacuum Regulator | Vacuum Regulator | Active | MSH | MSH | 10N | Nursing 10S Geriatrics | Geriatrics | Amvex Corporation | VR-CIID-DHDG | VRA09008JI | 2010-03-23 | 444.16 | 2011-03-23
531114 | Sphygmomanometers, Electronic, Automatic | Sphygmomanometers | Sphygmomanometers, Electronic, Automatic | Active | MSH | 60MURR | 5 | Leadership Sinai Center For Diabetes | Diabetes Unit | BpTRU MEDICAL DEVICES LTD. | BPM-200 | 03-011721 | 2017-01-10 | 929 | 2018-01-10 | Can not be calibrated in house-they have to be shipped to the company-vancouver this unit is on stand-Model-bp thru 300
531120 | Sphygmomanometers, Electronic, Automatic | Sphygmomanometers | Sphygmomanometers, Electronic, Automatic | Active | MSH | 60MURR | 5 | Leadership Sinai Center For Diabetes | Diabetes Unit | BpTRU MEDICAL DEVICES LTD. | BPM-200 | 03-011722 | 2017-01-10 | 929 | 2018-01-10 | Can not be calibrated in house-they have to be shipped to the compnay-vancouver
531121 | Sphygmomanometers, Electronic, Automatic | Sphygmomanometers | Sphygmomanometers, Electronic, Automatic | Active | MSH | 60MURR | 5 | Leadership Sinai Center For Diabetes | Diabetes Unit | BpTRU MEDICAL DEVICES LTD. | BPM-200 | 03-011811 | 2017-01-10 | 929 | 2018-01-10 | Can not be calibrated in house-they have to be shipped to the compnay-vancouver
53116 | Video Systems, Endoscopic | Video Systems | Video Systems, Endoscopic | Active | MSH | MSH | 4 | ENT Clinic | 4 | OLYMPUS CORP MEDICAL INSTRUMENT DIV | CV-180 | 7677133 | 2007-01-29 | 20001 | 2008-01-30
53117 | Light Sources, Fiberoptic | Light Sources | Light Sources, Fiberoptic | Active | MSH | MSH | 4 | ENT Clinic | 4 | OLYMPUS CORP MEDICAL INSTRUMENT DIV | CLV-180 | 7606327 | 2007-01-29 | 20001 | 2008-01-29 | Xenon light source
53118 | Printers, Video | PRINTERS | Printers, Video | Active | MSH | MSH | 6 | Endoscopy | Endoscopy | SONY MEDICAL ELECTRONICS DIV | UP-21MD | 14333 | 2007-01-29 | 5001 | 2008-01-30 13:59
53119 | Printers, Video | PRINTERS | Printers, Video | Active | MSH | MSH | 6 | Endoscopy | Endoscopy | SONY MEDICAL ELECTRONICS DIV | UP-21MD | 14350 | 2007-01-29 | 5001 | 2008-01-30 13:50
541000 | Oximeters, Pulse | Oximeters | Oximeters, Pulse | Active | BH | BH | BP | Bridgepoint | VARIOUS-VARIOUS | Covidien | NPB-40 | G00850459
541001 | Oximeters, Pulse | Oximeters | Oximeters, Pulse | Active | BH | BH | BP | Bridgepoint | VARIOUS-VARIOUS | Covidien | NPB-40 | G05860045
541002 | Oximeters, Pulse | Oximeters | Oximeters, Pulse | Active | BH | BH | BP | Bridgepoint | VARIOUS-VARIOUS | Covidien | NPB-40 | G00850151
541003 | Oximeters, Pulse | Oximeters | Oximeters, Pulse | Active | BH | BH | BP | Bridgepoint | VARIOUS-VARIOUS | Covidien | NPB-40 | G03828149
541004 | Monitors, Vital Signs | Monitors, Vital Signs | Monitors, Vital Signs | Active | BH | BH | 1st/G | Bridgepoint | Occupational Health | Welch Allyn | SPOT 420 | 200401909
541005 | Oximeters, Pulse | Oximeters | Oximeters, Pulse | Active | BH | BH | BP | Bridgepoint | 08-791 | Covidien | NPB-40 | G00850338
541006 | Oximeters, Pulse | Oximeters | Oximeters, Pulse | Active | BH | BH | BP | Bridgepoint | 03-340 | Covidien | N-65 | G00850256
541007 | Oximeters, Pulse | Oximeters | Oximeters, Pulse | Active | BH | BH | BP | Bridgepoint | 02-213 | Covidien | NPB-40 | G03808966
541008 | Oximeters, Pulse | Oximeters | Oximeters, Pulse | Active | BH | BH | BP | Bridgepoint | VARIOUS-VARIOUS | Covidien | NPB-40 | G01833622
541010 | Aspirators, Emergency | Aspirators | Aspirators, Emergency | Active | BH | BH | BP | Bridgepoint | 01-166 | Precision Medical Inc | EASY-GO-VAC | 010998
541011 | Oximeters, Pulse | Oximeters | Oximeters, Pulse | Active | BH | BH | BP | Bridgepoint | 05-503 | Covidien | NPB-40 | G00850654
541013 | Monitors, Vital Signs | Monitors, Vital Signs | Monitors, Vital Signs | Active | BH | BH | 9N | Bridgepoint | 9th Floor - North Side | Welch Allyn | SPOT 420 | 200402873
541014 | Aspirators, Emergency | Aspirators | Aspirators, Emergency | Active | BH | BH | BP | Bridgepoint | 01-166 | Precision Medical Inc | EASY-GO-VAC | 10996
541015 | Lensometers | Lensometers | Lensometers | Active | BH | BH | BP | Bridgepoint | VARIOUS-G182 | AMERICAN OPTICAL CORP | 12603 | BA16982 | 2010-01-01
541016 | Ophthalmoscope/Otoscopes | Ophthalmoscope/Otoscopes | Ophthalmoscope/Otoscopes | Active | BH | BH | BP | Bridgepoint | 01-G-182 | Welch Allyn | 74227 | 05080
541017 | Ophthalmoscope/Otoscopes | Ophthalmoscope/Otoscopes | Ophthalmoscope/Otoscopes | Active | BH | BH | BP | Bridgepoint | 01-G-182 | Welch Allyn | 71110 | NONE AVAILABLE
541018 | Monitors, Vital Signs | Monitors, Vital Signs | Monitors, Vital Signs | Active | BH | BH | 2S | Bridgepoint | 2nd Floor - South Side | Welch Allyn | SPOT 420 | 200400211
541019 | Laser Camera | Laser Camera | Laser Camera | Active | BH | BH | BP | Bridgepoint | VARIOUS-VARIOUS | SCALE-TRONIX INC | N/A | N/A | 2010-01-01
541021 | Monitors, Vital Signs | Monitors, Vital Signs | Monitors, Vital Signs | Active | BH | BH | 2N | Bridgepoint | 2nd Floor - North Side | Welch Allyn | SPOT 420 | 200401862
541023 | Monitors, Vital Signs | Monitors, Vital Signs | Monitors, Vital Signs | Active | BH | BH | CSR | Bridgepoint | Basement (CSR) | Glide Scope | DINAMAP PROCARE 300 | AAW05130071SA
541024 | Monitors, Vital Signs | Monitors, Vital Signs | Monitors, Vital Signs | Active | BH | BH | 1st/G | Bridgepoint | Occupational Health | Glide Scope | DINAMAP PROCARE 300 | AAW05130039SA
541025 | Laser Camera | Laser Camera | Laser Camera | Active | BH | BH | BP | Bridgepoint | 03-326 | SR INSTRUMENTS INC | 755 | 1658
541026 | Oximeters, Pulse | Oximeters | Oximeters, Pulse | Active | BH | BH | BP | Bridgepoint | 03-329 | Covidien | NPB-40 | G03810314
541027 | Laser Camera | Laser Camera | Laser Camera | Active | BH | BH | BP | Bridgepoint | 07-VARIOUS | SR INSTRUMENTS INC | 755 | 1400 | 2010-01-01
541028 | Monitors, Vital Signs | Monitors, Vital Signs | Monitors, Vital Signs | Active | BH | BH | CSR | Bridgepoint | Basement (CSR) | Welch Allyn | SPOT 420 | 200402302
541030 | Monitors, Vital Signs | Monitors, Vital Signs | Monitors, Vital Signs | Active | BH | BH | 7S | Bridgepoint | 7th Floor - South Side | Glide Scope | DINAMAP PROCARE 300 | AAW05130066SA
541033 | Monitors, Vital Signs | Monitors, Vital Signs | Monitors, Vital Signs | Active | BH | BH | 3S | Bridgepoint | 3rd Floor - South Side | Glide Scope | DINAMAP PROCARE 300 | AAW05130041SA
541034 | Monitors, Vital Signs | Monitors, Vital Signs | Monitors, Vital Signs | Active | BH | BH | 8S | Bridgepoint | 8th Floor - South Side | Glide Scope | DINAMAP PROCARE 300 | AAW05130054SA
541035 | Laser Camera | Laser Camera | Laser Camera | Active | BH | BH | BP | Bridgepoint | 05-536A | SR INSTRUMENTS INC | 755 | 1410
541037 | Monitors, Vital Signs | Monitors, Vital Signs | Monitors, Vital Signs | Active | BH | BH | 8S | Bridgepoint | 8th Floor - South Side | Welch Allyn | SPOT 420 | 200402695
541038 | Monitors, Vital Signs | Monitors, Vital Signs | Monitors, Vital Signs | Active | BH | BH | 7S | Bridgepoint | 7th Floor - South Side | Glide Scope | DINAMAP PROCARE 300 | AAW05130050SA
541039 | Monitors, Vital Signs | Monitors, Vital Signs | Monitors, Vital Signs | Active | BH | BH | 3N | Bridgepoint | 3rd Floor - North Side | Glide Scope | DINAMAP PROCARE 300 | AAW05130057SA
541042 | Monitors, Vital Signs | Monitors, Vital Signs | Monitors, Vital Signs | Active | BH | BH | 6N | Bridgepoint | 6th Floor - North Side | Welch Allyn | SPOT 420 | 200402723
541043 | Laser Camera | Laser Camera | Laser Camera | Active | BH | BH | BP | Bridgepoint | 06-VARIOUS | SR INSTRUMENTS INC | 755 | 1489
541044 | Monitors, Vital Signs | Monitors, Vital Signs | Monitors, Vital Signs | Active | BH | BH | 6S | Bridgepoint | 6th Floor - South Side | Welch Allyn | SPOT 420 | 200402360
541046 | Laser Camera | Laser Camera | Laser Camera | Active | BH | BH | BP | Bridgepoint | 06-VARIOUS | SR INSTRUMENTS INC | 755 | 1664
541049 | Monitors, Vital Signs | Monitors, Vital Signs | Monitors, Vital Signs | Active | BH | BH | 9S | Bridgepoint | 9th Floor - South Side | Welch Allyn | SPOT 420 | 200402395
541053 | Monitors, Vital Signs | Monitors, Vital Signs | Monitors, Vital Signs | Active | BH | BH | 7N | Bridgepoint | 7th Floor - North Side | Glide Scope | DINAMAP PROCARE 300 | AAW0742369SA
541056 | Monitors, Vital Signs | Monitors, Vital Signs | Monitors, Vital Signs | Active | BH | BH | 2N | Bridgepoint | 2nd Floor - North Side | Welch Allyn | SPOT 420 | 200402366
541057 | Monitors, Vital Signs | Monitors, Vital Signs | Monitors, Vital Signs | Active | BH | BH | BP | Bridgepoint | 06-662 | Welch Allyn | SPOT 420 | 200103030
541058 | Electromyographs | Electromyographs | Electromyographs | Active | BH | BH | BP | Bridgepoint | VARIOUS-G182 | XL TEK LTD | NEURO MAX 1002 | ATD0569C | 2005-08-17 | 0 | 2006-08-17 | Manufacturer: Midmark Name: IQ Digital ECG Part#: 4-000-0062 Price: $5573.33 Distributor: The Stevens Co, 905-791-8600
541059 | Ophthalmoscope/Otoscopes | Ophthalmoscope/Otoscopes | Ophthalmoscope/Otoscopes | Active | BH | BH | BP | Bridgepoint | 01-G-182 | Welch Allyn | 74227 | 5091
541060 | Ophthalmoscope/Otoscopes | Ophthalmoscope/Otoscopes | Ophthalmoscope/Otoscopes | Active | BH | BH | BP | Bridgepoint | 02-206B | Welch Allyn | 74227 | NONE AVAILABLE
541063 | Ophthalmoscope/Otoscopes | Ophthalmoscope/Otoscopes | Ophthalmoscope/Otoscopes | Active | BH | BH | BP | Bridgepoint | VARIOUS-VARIOUS | Welch Allyn | 71110 | 07051
541064 | Monitors, Vital Signs | Monitors, Vital Signs | Monitors, Vital Signs | Active | BH | BH | 8N | Bridgepoint | 8th Floor - North Side | Glide Scope | DINAMAP PRO 100 | SDT09030427SP
541068 | Monitoring Systems, Physiologic, Acute Care | Monitoring Systems | Monitoring Systems, Physiologic, Acute Care | Active | BH | BH | 2N | Bridgepoint | 2nd Floor - North Side | Philips Healthcare | SURESIGN VM4 | US63505391 | 2010-01-01
541070 | Monitors, Vital Signs | Monitors, Vital Signs | Monitors, Vital Signs | Active | BH | BH | CSR | Bridgepoint | Basement (CSR) | Welch Allyn | SPOT 420 | 200402693
541072 | Oximeters, Pulse | Oximeters | Oximeters, Pulse | Active | BH | BH | BP | Bridgepoint | VARIOUS-VARIOUS | Covidien | N-65 | G09817377
541073 | Oximeters, Pulse | Oximeters | Oximeters, Pulse | Active | BH | BH | BP | Bridgepoint | 03-329 | Covidien | N-65 | G09817381
541074 | Ophthalmoscope/Otoscopes | Ophthalmoscope/Otoscopes | Ophthalmoscope/Otoscopes | Active | BH | BH | BP | Bridgepoint | VARIOUS-VARIOUS | Welch Allyn | 71110 | N/A
541075 | Ventilator Acute BiPAP | Ventilator Acute BiPAP | Ventilator Acute BiPAP | Active | BH | BH | BP | Bridgepoint | VARIOUS-VARIOUS | Viasys Healthcare | GS17 | AR070050 | 2010-01-01
541076 | Oximeters, Pulse | Oximeters | Oximeters, Pulse | Active | BH | BH | BP | Bridgepoint | 02-216A | Covidien | NPB-40 | G00850493
541078 | Ophthalmoscope/Otoscopes | Ophthalmoscope/Otoscopes | Ophthalmoscope/Otoscopes | Active | BH | BH | BP | Bridgepoint | VARIOUS-VARIOUS | Welch Allyn | 74227 | NOT AVAILABLE
541079 | Monitors, Vital Signs | Monitors, Vital Signs | Monitors, Vital Signs | Active | BH | BH | CSR | Bridgepoint | Basement (CSR) | Glide Scope | DINAMAP PRO 100 | SDT09390375SP
541080 | Monitors, Vital Signs | Monitors, Vital Signs | Monitors, Vital Signs | Active | BH | BH | 6S | Bridgepoint | 6th Floor - South Side | Glide Scope | DINAMAP PRO 100 | SDT09050027SP
541081 | Oximeters, Pulse | Oximeters | Oximeters, Pulse | Active | BH | BH | BP | Bridgepoint | 07-791 | Covidien | NPB-40 | G09817413
541082 | Oximeters, Pulse | Oximeters | Oximeters, Pulse | Active | BH | BH | BP | Bridgepoint | VARIOUS-VARIOUS | Covidien | N-65 | G09817388
541083 | Monitors, Vital Signs | Monitors, Vital Signs | Monitors, Vital Signs | Active | BH | BH | 7S | Bridgepoint | 7th Floor - South Side | Glide Scope | DINAMAP PROCARE 300 | AAW08090493SA
541084 | Laser Camera | Laser Camera | Laser Camera | Active | BH | BH | BP | Bridgepoint | 04-432 | SR INSTRUMENTS INC | 755 | 1299
541085 | Monitors, Vital Signs | Monitors, Vital Signs | Monitors, Vital Signs | Active | BH | BH | 2S | Bridgepoint | 2nd Floor - South Side | Glide Scope | DINAMAP PRO 100 | SDT09390381SP
541088 | Laser Camera | Laser Camera | Laser Camera | Active | BH | BH | BP | Bridgepoint | 05-526 | SR INSTRUMENTS INC | 755 | 1399
541091 | Oximeters, Pulse | Oximeters | Oximeters, Pulse | Active | BH | BH | BP | Bridgepoint | 02-216A | Covidien | NPB-40 | G00850069
541092 | Oximeters, Pulse | Oximeters | Oximeters, Pulse | Active | BH | BH | BP | Bridgepoint | VARIOUS-VARIOUS | Covidien | N-65 | G10807907
541093 | Oximeters, Pulse | Oximeters | Oximeters, Pulse | Active | BH | BH | BP | Bridgepoint | 04-406 | Covidien | N-65 | G10807887
541095 | Monitors, Vital Signs | Monitors, Vital Signs | Monitors, Vital Signs | Active | BH | BH | 1st/G | Bridgepoint | Ambulatory Care | Glide Scope | DINAMAP PRO 100 | SDT10400034SA | 2000-01-01
541096 | Monitors, Vital Signs | Monitors, Vital Signs | Monitors, Vital Signs | Active | BH | BH | 3S | Bridgepoint | 3rd Floor - South Side | Glide Scope | DINAMAP PRO 100 | SDT10400007SA
541098 | ELECTROCARDIOGRAPHS, MULTI-CHANNEL | Electrocardiographs | Electrocardiographs, Multichannel | Active | BH | BH | BP | Bridgepoint | VARIOUS-LAB-G051 | Intellijoint Surgical Inc | IQMARK DIGITAL ECG | 416360 | 2001-01-01
541112 | Monitors, Vital Signs | Monitors, Vital Signs | Monitors, Vital Signs | Active | BH | BH | 9S | Bridgepoint | 9th Floor - South Side | Glide Scope | DINAMAP PRO 100 | SDT10150261SP
541122 | Monitors, Vital Signs | Monitors, Vital Signs | Monitors, Vital Signs | Active | BH | BH | CSR | Bridgepoint | Basement (CSR) | Glide Scope | DINAMAP PRO 100 | SDT10170127SA
541124 | Infusion Pumps, Patient-Controlled Analgesic | INFUSION PUMPS | Infusion Pumps, Patient-Controlled Analgesic | Active | BH | BH | BP | Bridgepoint | 04-VARIOUS | SIMS Deltec Ltd. | 6300 | 225516
541125 | Infusion Pumps, Patient-Controlled Analgesic | INFUSION PUMPS | Infusion Pumps, Patient-Controlled Analgesic | Active | BH | BH | BP | Bridgepoint | 04-VARIOUS | SIMS Deltec Ltd. | 6300 | 225390
541127 | Infusion Pumps, Patient-Controlled Analgesic | INFUSION PUMPS | Infusion Pumps, Patient-Controlled Analgesic | Active | BH | BH | BP | Bridgepoint | 04-VARIOUS | SIMS Deltec Ltd. | 6300 | 243742
541128 | Infusion Pumps, Patient-Controlled Analgesic | INFUSION PUMPS | Infusion Pumps, Patient-Controlled Analgesic | Active | BH | BH | BP | Bridgepoint | 04-VARIOUS | SIMS Deltec Ltd. | 6300 | 243673
541129 | Oximeters, Pulse | Oximeters | Oximeters, Pulse | Active | BH | BH | BP | Bridgepoint | 03-339 | Covidien | N-65 | G09817671
541131 | Monitors, Vital Signs | Monitors, Vital Signs | Monitors, Vital Signs | Active | BH | BH | 2N | Bridgepoint | 2nd Floor - North Side | Welch Allyn | SPOT 420 | 200401923
541132 | Oximeters, Pulse | Oximeters | Oximeters, Pulse | Active | BH | BH | BP | Bridgepoint | 02-203 | Covidien | NPB-40 | G05860044
541133 | Oximeters, Pulse | Oximeters | Oximeters, Pulse | Active | BH | BH | BP | Bridgepoint | 02-GYM | Datex-Ohmeda | TUFFSAT | FCBH01671
541134 | Oximeters, Pulse | Oximeters | Oximeters, Pulse | Active | BH | BH | BP | Bridgepoint | 02-217B | Covidien | NPB-40 | G05860618
541137 | Aspirators, Emergency | Aspirators | Aspirators, Emergency | Active | BH | BH | 2N | Bridgepoint | 2nd Floor - North Side | Precision Medical Inc | EASY-GO-VAC | 28737 | 2011-01-01
541138 | Defibrillators, External, Automated | Defibrillators | Defibrillators, External, Automated | Active | BH | BH | 6N | Bridgepoint | 6th Floor - North Side | Philips Healthcare | 861304 - FRx | B07C-01121 | 2016-04-06 |  |  | Pad expires Oct 2017
541140 | Defibrillators, External, Automated | Defibrillators | Defibrillators, External, Automated | Active | BH | BH | BP | Bridgepoint | Main Floor | Philips Healthcare | 861304 - FRx | B07C-01037 | 2016-04-06 |  |  | Pad expires Oct 2017
541141 | Defibrillators, External, Automated | Defibrillators | Defibrillators, External, Automated | Active | BH | BH | 4N | Bridgepoint | 4th Floor - North Side | Philips Healthcare | 861304 - FRx | B07C-01184 | 2016-04-06 | 0 |  | Pad expires Dec 2016
541142 | Scales | Scales | Scales | Active | BH | BH | BP | Bridgepoint | 07-VARIOUS | SCALE-TRONIX INC | 6006 | 6-5084 | 2010-01-01
541143 | Defibrillators, External, Automated | Defibrillators | Defibrillators, External, Automated | Active | BH | BH | 3S | Bridgepoint | 3rd Floor - South Side | Philips Healthcare | 861304 - FRx | B07C-01124 | 2011-01-01 |  |  | Pad expires Sep 2017
541144 | Defibrillators, External, Automated | Defibrillators | Defibrillators, External, Automated | Active | BH | BH | 8N | Bridgepoint | 8th Floor - North Side | Philips Healthcare | 861304 - FRx | B07C-01041 | 2016-04-06 |  |  | Pad expires Sep 2017
541145 | Defibrillators, External, Automated | Defibrillators | Defibrillators, External, Automated | Active | BH | BH | 7N | Bridgepoint | 7th Floor - North Side | Philips Healthcare | 861304 - FRx | B07C-01034 | 2016-04-06 |  |  | Pad expires Sep 2017
541146 | Defibrillators, External, Automated | Defibrillators | Defibrillators, External, Automated | Active | BH | BH | BP | Bridgepoint | 5th Floor | Philips Healthcare | 861304 - FRx | B07C-01109 | 2016-04-06 |  |  | Pad expires Oct 2017
541148 | Defibrillators, External, Automated | Defibrillators | Defibrillators, External, Automated | Active | BH | BH | BP | Bridgepoint | 10th Floor | Philips Healthcare | 861304 - FRx | B07C-01025 | 2016-04-06 |  |  | Pad expires Oct 2017
541149 | Defibrillators, External, Automated | Defibrillators | Defibrillators, External, Automated | Active | BH | BH | BP | Bridgepoint | LL Hallway | Philips Healthcare | 861304 - FRx | B07C-01044 | 2016-04-06 |  |  | Pad expires Oct 2017
541150 | Defibrillators, External, Automated | Defibrillators | Defibrillators, External, Automated | Active | BH | BH | 4S | Bridgepoint | 4th Floor - South Side | Philips Healthcare | 861304 - FRx | B07C-01198 | 2016-04-06 |  |  | Pad expires Dec 2016.
541151 | Ophthalmoscope/Otoscopes | Ophthalmoscope/Otoscopes | Ophthalmoscope/Otoscopes | Active | BH | BH | BP | Bridgepoint | VARIOUS-G182 | KEELER INSTRUMENTS INC | 1951-P-2209 | 22483
541152 | Oximeters, Pulse | Oximeters | Oximeters, Pulse | Active | BH | BH | BP | Bridgepoint | VARIOUS-VARIOUS | Covidien | N-65 | P11802526
541153 | Oximeters, Pulse | Oximeters | Oximeters, Pulse | Active | BH | BH | BP | Bridgepoint | VARIOUS-VARIOUS | Covidien | N-65 | P11802540
541154 | Oximeters, Pulse | Oximeters | Oximeters, Pulse | Active | BH | BH | BP | Bridgepoint | VARIOUS-VARIOUS | Covidien | N-65 | P11802524
541155 | Oximeters, Pulse | Oximeters | Oximeters, Pulse | Active | BH | BH | BP | Bridgepoint | VARIOUS-VARIOUS | Covidien | N-65 | P11802527
541156 | Oximeters, Pulse | Oximeters | Oximeters, Pulse | Active | BH | BH | BP | Bridgepoint | VARIOUS-VARIOUS | Covidien | N-65 | P11802521
541157 | Oximeters, Pulse | Oximeters | Oximeters, Pulse | Active | BH | BH | BP | Bridgepoint | VARIOUS-VARIOUS | Covidien | N-65 | P12828715
541158 | Oximeters, Pulse | Oximeters | Oximeters, Pulse | Active | BH | BH | BP | Bridgepoint | VARIOUS-VARIOUS | Covidien | N-65 | P12828815
541159 | Oximeters, Pulse | Oximeters | Oximeters, Pulse | Active | BH | BH | BP | Bridgepoint | VARIOUS-VARIOUS | Covidien | N-65 | P12828708
541160 | Oximeters, Pulse | Oximeters | Oximeters, Pulse | Active | BH | BH | CSR | Bridgepoint | Basement (CSR) | Covidien | N-65 | P12828536
541161 | Oximeters, Pulse | Oximeters | Oximeters, Pulse | Active | BH | BH | BP | Bridgepoint | VARIOUS-VARIOUS | Covidien | N-65 | P12828613
541162 | Oximeters, Pulse | Oximeters | Oximeters, Pulse | Active | BH | BH | CSR | Bridgepoint | Basement (CSR) | Covidien | N-65 | P12828549 | 2012-01-01
541163 | Oximeters, Pulse | Oximeters | Oximeters, Pulse | Active | BH | BH | BP | Bridgepoint | VARIOUS-VARIOUS | Covidien | N-65 | P12828816
541164 | Oximeters, Pulse | Oximeters | Oximeters, Pulse | Active | BH | BH | BP | Bridgepoint | VARIOUS-VARIOUS | Covidien | N-65 | P12843191
541165 | Oximeters, Pulse | Oximeters | Oximeters, Pulse | Active | BH | BH | BP | Bridgepoint | VARIOUS-VARIOUS | Covidien | N-65 | P12828671
541166 | Oximeters, Pulse | Oximeters | Oximeters, Pulse | Active | BH | BH | BP | Bridgepoint | VARIOUS-VARIOUS | Covidien | N-65 | P12828656
541167 | Oximeters, Pulse | Oximeters | Oximeters, Pulse | Active | BH | BH | BP | Bridgepoint | VARIOUS-VARIOUS | Covidien | N-65 | P12843092
541172 | Oximeters, Pulse | Oximeters | Oximeters, Pulse | Active | BH | BH | BP | Bridgepoint | VARIOUS-VARIOUS | Covidien | N-65 | G09817387
541173 | Oximeters, Pulse | Oximeters | Oximeters, Pulse | Active | BH | BH | BP | Bridgepoint | VARIOUS-VARIOUS | Covidien | N-65 | G10805469
541175 | Monitors, Vital Signs | Monitors, Vital Signs | Monitors, Vital Signs | Active | BH | BH | 3S | Bridgepoint | 3rd Floor - South Side | Glide Scope | DINAMAP PRO 100 | SH614100034SA
541178 | Oximeters, Pulse | Oximeters | Oximeters, Pulse | Active | BH | BH | BP | Bridgepoint | VARIOUS-VARIOUS | Covidien | N-65 | G09817619
541179 | Oximeters, Pulse | Oximeters | Oximeters, Pulse | Active | BH | BH | BP | Bridgepoint | VARIOUS-VARIOUS | Covidien | N-65 | G08829226
541180 | Oximeters, Pulse | Oximeters | Oximeters, Pulse | Active | BH | BH | BP | Bridgepoint | VARIOUS-VARIOUS | Datex-Ohmeda | TUFFSAT | FCB07200079SA
541181 | Oximeters, Pulse | Oximeters | Oximeters, Pulse | Active | BH | BH | BP | Bridgepoint | VARIOUS-VARIOUS | Datex-Ohmeda | TUFFSAT | FCB06460311SA
541182 | Oximeters, Pulse | Oximeters | Oximeters, Pulse | Active | BH | BH | BP | Bridgepoint | VARIOUS-VARIOUS | Covidien | N-65 | G10805503
541183 | Oximeters, Pulse | Oximeters | Oximeters, Pulse | Active | BH | BH | BP | Bridgepoint | VARIOUS-VARIOUS | Covidien | N-65 | g09817517
541184 | ELECTROCARDIOGRAPHS, MULTI-CHANNEL | Electrocardiographs | Electrocardiographs, Multichannel | Active | BH | BH | 2N | Bridgepoint | 2nd Floor - North Side | Philips Healthcare | 860306 - TC30 | US11204819 | 2001-01-01
541185 | Oximeters, Pulse | Oximeters | Oximeters, Pulse | Active | BH | BH | BP | Bridgepoint | VARIOUS-VARIOUS | Covidien | N-65 | P12828686
541186 | Aspirators, Emergency | Aspirators | Aspirators, Emergency | Active | BH | BH | BP | Bridgepoint | VARIOUS-VARIOUS | ALLIED HEALTHCARE PRODUCTS INC | G180 | N/A
541187 | Oximeters, Pulse | Oximeters | Oximeters, Pulse | Active | BH | BH | BP | Bridgepoint | VARIOUS-VARIOUS | Covidien | N-65 | P12843183
541188 | Oximeters, Pulse | Oximeters | Oximeters, Pulse | Active | BH | BH | 3S | Bridgepoint | 3rd Floor - South Side | Covidien | N-65 | P12828640
541191 | Oximeters, Pulse | Oximeters | Oximeters, Pulse | Active | BH | BH | BP | Bridgepoint | VARIOUS-VARIOUS | Covidien | N-65 | P12843099
541192 | Oximeters, Pulse | Oximeters | Oximeters, Pulse | Active | BH | BH | 4N | Bridgepoint | 4th Floor - North Side | Covidien | N-65 | P12843186 | 2012-01-01
541193 | Oximeters, Pulse | Oximeters | Oximeters, Pulse | Active | BH | BH | BP | Bridgepoint | VARIOUS-VARIOUS | Covidien | N-65 | P12828681
541194 | Oximeters, Pulse | Oximeters | Oximeters, Pulse | Active | BH | BH | BP | Bridgepoint | VARIOUS-VARIOUS | Covidien | N-65 | P12843172
541202 | Monitors, Vital Signs | Monitors, Vital Signs | Monitors, Vital Signs | Active | BH | BH | 9N | Bridgepoint | 9th Floor - North Side | Glide Scope | DINAMAP PRO 100 | SH614100033SA
541204 | Ophthalmoscope/Otoscopes | Ophthalmoscope/Otoscopes | Ophthalmoscope/Otoscopes | Active | BH | BH | BP | Bridgepoint | 09- | Welch Allyn | 71110 | 13016
541205 | Infusion Pumps, Patient-Controlled Analgesic | INFUSION PUMPS | Infusion Pumps, Patient-Controlled Analgesic | Active | BH | BH | BP | Bridgepoint | VARIOUS-VARIOUS | SIMS Deltec Ltd. | 6300 | 264043
541206 | Infusion Pumps, Patient-Controlled Analgesic | INFUSION PUMPS | Infusion Pumps, Patient-Controlled Analgesic | Active | BH | BH | BP | Bridgepoint | VARIOUS-VARIOUS | SIMS Deltec Ltd. | 6300 | 264044
541207 | Infusion Pumps, Patient-Controlled Analgesic | INFUSION PUMPS | Infusion Pumps, Patient-Controlled Analgesic | Active | BH | BH | BP | Bridgepoint | VARIOUS-VARIOUS | SIMS Deltec Ltd. | 6300 | 264046
541208 | Infusion Pumps, Patient-Controlled Analgesic | INFUSION PUMPS | Infusion Pumps, Patient-Controlled Analgesic | Active | BH | BH | BP | Bridgepoint | VARIOUS-VARIOUS | SIMS Deltec Ltd. | 6300 | 264045
541210 | Oximeters, Pulse | Oximeters | Oximeters, Pulse | Active | BH | BH | BP | Bridgepoint | VARIOUS-VARIOUS | Covidien | N-65 | P12834096
541211 | Oximeters, Pulse | Oximeters | Oximeters, Pulse | Active | BH | BH | BP | Bridgepoint | VARIOUS-VARIOUS | Covidien | N-65 | P12834116
541212 | Ophthalmoscope/Otoscopes | Ophthalmoscope/Otoscopes | Ophthalmoscope/Otoscopes | Active | BH | BH | 9S | Bridgepoint | 9th Floor - South Side | Welch Allyn | 71110 | 13053 C | 2012-01-01
541213 | Ophthalmoscope/Otoscopes | Ophthalmoscope/Otoscopes | Ophthalmoscope/Otoscopes | Active | BH | BH | BP | Bridgepoint | 08- | Welch Allyn | 71110 | 13053 D
541214 | Ophthalmoscope/Otoscopes | Ophthalmoscope/Otoscopes | Ophthalmoscope/Otoscopes | Active | BH | BH | BP | Bridgepoint | 08- | Welch Allyn | 71110 | 12241 A
541215 | Ophthalmoscope/Otoscopes | Ophthalmoscope/Otoscopes | Ophthalmoscope/Otoscopes | Active | BH | BH | BP | Bridgepoint | 07- | Welch Allyn | 71110 | 13053 E
541216 | Ophthalmoscope/Otoscopes | Ophthalmoscope/Otoscopes | Ophthalmoscope/Otoscopes | Active | BH | BH | BP | Bridgepoint | 07- | Welch Allyn | 71110 | 12241 B
541217 | Ophthalmoscope/Otoscopes | Ophthalmoscope/Otoscopes | Ophthalmoscope/Otoscopes | Active | BH | BH | 6N | Bridgepoint | 6th Floor - North Side | Welch Allyn | 71110 | 13053 H | 2012-01-01
541218 | Ophthalmoscope/Otoscopes | Ophthalmoscope/Otoscopes | Ophthalmoscope/Otoscopes | Active | BH | BH | BP | Bridgepoint | 06- | Welch Allyn | 71110 | 13053 F
541219 | Ophthalmoscope/Otoscopes | Ophthalmoscope/Otoscopes | Ophthalmoscope/Otoscopes | Active | BH | BH | BP | Bridgepoint | 04- | Welch Allyn | 71110 | 13053 B
541220 | Ophthalmoscope/Otoscopes | Ophthalmoscope/Otoscopes | Ophthalmoscope/Otoscopes | Active | BH | BH | BP | Bridgepoint | 04- | Welch Allyn | 71110 | 13016-8-3
541221 | Ophthalmoscope/Otoscopes | Ophthalmoscope/Otoscopes | Ophthalmoscope/Otoscopes | Active | BH | BH | BP | Bridgepoint | 03- | Welch Allyn | 71110 | 13053 A
541222 | Ophthalmoscope/Otoscopes | Ophthalmoscope/Otoscopes | Ophthalmoscope/Otoscopes | Active | BH | BH | BP | Bridgepoint | 02-2.070 doctor's office | Welch Allyn | 71110 | 13042
541223 | Ophthalmoscope/Otoscopes | Ophthalmoscope/Otoscopes | Ophthalmoscope/Otoscopes | Active | BH | BH | 2N | Bridgepoint | 2nd Floor - North Side | Welch Allyn | 71110 | 13053 K
541224 | Ophthalmoscope/Otoscopes | Ophthalmoscope/Otoscopes | Ophthalmoscope/Otoscopes | Active | BH | BH | BP | Bridgepoint | VARIOUS-VARIOUS | Welch Allyn | 71110 | 05091
541225 | Ophthalmoscope/Otoscopes | Ophthalmoscope/Otoscopes | Ophthalmoscope/Otoscopes | Active | BH | BH | BP | Bridgepoint | 01-G-184 | Welch Allyn | 71110 | N/A
541226 | Ophthalmoscope/Otoscopes | Ophthalmoscope/Otoscopes | Ophthalmoscope/Otoscopes | Active | BH | BH | BP | Bridgepoint | 01-G-184 | Welch Allyn | 71110 | N/A
541227 | Ophthalmoscope/Otoscopes | Ophthalmoscope/Otoscopes | Ophthalmoscope/Otoscopes | Active | BH | BH | BP | Bridgepoint | 01-G-188 | Welch Allyn | 71110 | N/A
541228 | Ophthalmoscope/Otoscopes | Ophthalmoscope/Otoscopes | Ophthalmoscope/Otoscopes | Active | BH | BH | BP | Bridgepoint | 01-G-190 | Welch Allyn | 71110 | N/A
541229 | Aspirators, Emergency | Aspirators | Aspirators, Emergency | Active | BH | BH | BP | Bridgepoint | VARIOUS-VARIOUS | ALLIED HEALTHCARE PRODUCTS INC | G180 | N/A
541230 | Aspirators, Emergency | Aspirators | Aspirators, Emergency | Active | BH | BH | BP | Bridgepoint | VARIOUS-VARIOUS | ALLIED HEALTHCARE PRODUCTS INC | G180 | N/A
541231 | Aspirators, Emergency | Aspirators | Aspirators, Emergency | Active | BH | BH | BP | Bridgepoint | VARIOUS-VARIOUS | ALLIED HEALTHCARE PRODUCTS INC | G180 | N/A
541232 | Aspirators, Emergency | Aspirators | Aspirators, Emergency | Active | BH | BH | BP | Bridgepoint | VARIOUS-VARIOUS | ALLIED HEALTHCARE PRODUCTS INC | G180 | N/A
541233 | Aspirators, Emergency | Aspirators | Aspirators, Emergency | Active | BH | BH | 8N | Bridgepoint | 8th Floor - North Side | ALLIED HEALTHCARE PRODUCTS INC | G180 | N/A | 2014-01-01
541234 | Laser Camera | Laser Camera | Laser Camera | Active | BH | BH | BP | Bridgepoint | VARIOUS-VARIOUS | SR INSTRUMENTS INC | SR 755i | 3695 | 2010-01-01
541235 | Laser Camera | Laser Camera | Laser Camera | Active | BH | BH | BP | Bridgepoint | VARIOUS-VARIOUS | SR INSTRUMENTS INC | SR 755i | 3693 | 2010-01-01
541236 | Laser Camera | Laser Camera | Laser Camera | Active | BH | BH | BP | Bridgepoint | VARIOUS-VARIOUS | SR INSTRUMENTS INC | SR 755i | 6994 | 2010-01-01
541237 | Defibrillators, External, Automated | Defibrillators | Defibrillators, External, Automated | Active | BH | BH | 9N | Bridgepoint | 9th Floor - North Side | Philips Healthcare | 861304 - FRx | B13A 01170 | 2016-04-06 |  |  | Pad expires Oct 2016
541238 | Defibrillators, External, Automated | Defibrillators | Defibrillators, External, Automated | Active | BH | BH | BP | Bridgepoint | Administration Building | Philips Healthcare | 861304 - FRx | B13A 01169 | 2016-04-06 |  |  | Pad expires Oct 2017
541239 | Defibrillators, External, Automated | Defibrillators | Defibrillators, External, Automated | Active | BH | BH | 2S | Bridgepoint | 2nd Floor - South Side | Philips Healthcare | 861304 - FRx | B13A 01160 | 2016-04-06 |  |  | Pad expires Sep 2017
541240 | Defibrillators, External, Automated | Defibrillators | Defibrillators, External, Automated | Active | BH | BH | 2N | Bridgepoint | 2nd Floor - North Side | Philips Healthcare | 861304 - FRx | B12L 01738 | 2016-04-06 |  |  | Pad expires Sep 2017
541241 | Defibrillators, External, Automated | Defibrillators | Defibrillators, External, Automated | Active | BH | BH | 9S | Bridgepoint | 9th Floor - South Side | Philips Healthcare | 861304 - FRx | B13A 01153 | 2016-04-06 |  |  | Pad expires Sep 2017
541242 | Defibrillators, External, Automated | Defibrillators | Defibrillators, External, Automated | Active | BH | BH | 7S | Bridgepoint | 7th Floor - South Side | Philips Healthcare | 861304 - FRx | B13A 01168 | 2016-04-06 |  |  | Pad expires Sep 2017
541243 | Defibrillators, External, Automated | Defibrillators | Defibrillators, External, Automated | Active | BH | BH | 8S | Bridgepoint | 8th Floor - South Side | Philips Healthcare | 861304 - FRx | B13A 01157 | 2016-04-06 |  |  | Pad expires Sep 2017
541244 | Defibrillators, External, Automated | Defibrillators | Defibrillators, External, Automated | Active | BH | BH | CSR | Bridgepoint | Basement (CSR) | Philips Healthcare | 861304 - FRx | B12L 02181 | 2016-04-06 |  |  | Pad expires Sep 2017
541245 | Defibrillators, External, Automated | Defibrillators | Defibrillators, External, Automated | Active | BH | BH | 6S | Bridgepoint | 6th Floor - South Side | Philips Healthcare | 861304 - FRx | B13A 01166 | 2016-04-06 |  |  | Pad expires Sep 2016
541246 | Defibrillators, External, Automated | Defibrillators | Defibrillators, External, Automated | Active | BH | BH | BP | Bridgepoint | Ground Floor - 227 | Philips Healthcare | 861304 - FRx | B13A 01165 | 2016-04-06 |  |  | Pad expires Oct 2017
541247 | Defibrillators, External, Automated | Defibrillators | Defibrillators, External, Automated | Active | BH | BH | 3S | Bridgepoint | 3rd Floor - South Side | Philips Healthcare | 861304 - FRx | B13A 01171 | 2016-04-06 |  |  | Pad expires Oct 2017
541248 | Defibrillators, External, Automated | Defibrillators | Defibrillators, External, Automated | Active | BH | BH | CSR | Bridgepoint | Basement (CSR) | Philips Healthcare | 861304 - FRx | B12L 00233 | 2016-04-06 |  |  | Pad expires Oct 2017
541249 | Scales, Patient, Floor | Scales | Scales, Patient, Floor | Active | BH | BH | BP | Bridgepoint | VARIOUS-VARIOUS | SCALE-TRONIX INC | 5002 | 5002-28513 | 2010-01-01
541250 | Aspirators, Emergency | Aspirators | Aspirators, Emergency | Active | BH | BH | 6S | Bridgepoint | 6th Floor - South Side | ALLIED HEALTHCARE PRODUCTS INC | G180 | N/A | 2015-01-01
541251 | Aspirators, Emergency | Aspirators | Aspirators, Emergency | Active | BH | BH | 8S | Bridgepoint | 8th Floor - South Side | ALLIED HEALTHCARE PRODUCTS INC | G180 | N/A | 2014-01-01
541252 | Scales, Patient, Floor | Scales | Scales, Patient, Floor | Active | BH | BH | BP | Bridgepoint | VARIOUS-VARIOUS | SCALE-TRONIX INC | 5002 | 5002-28516 | 2010-01-01
541253 | Aspirators, Emergency | Aspirators | Aspirators, Emergency | Active | BH | BH | BP | Bridgepoint | VARIOUS-VARIOUS | ALLIED HEALTHCARE PRODUCTS INC | G180 | N/A
541254 | Scales, Patient, Floor | Scales | Scales, Patient, Floor | Active | BH | BH | BP | Bridgepoint | VARIOUS-VARIOUS | SCALE-TRONIX INC | 5002 | 5002-28515 | 2010-01-01
541255 | Aspirators, Emergency | Aspirators | Aspirators, Emergency | Active | BH | BH | BP | Bridgepoint | VARIOUS-VARIOUS | ALLIED HEALTHCARE PRODUCTS INC | G180 | N/A
541256 | Aspirators, Emergency | Aspirators | Aspirators, Emergency | Active | BH | BH | BP | Bridgepoint | VARIOUS-VARIOUS | ALLIED HEALTHCARE PRODUCTS INC | G180 | N/A
541257 | Aspirators, Emergency | Aspirators | Aspirators, Emergency | Active | BH | BH | BP | Bridgepoint | VARIOUS-VARIOUS | ALLIED HEALTHCARE PRODUCTS INC | G180 | N/A
541258 | Aspirators, Emergency | Aspirators | Aspirators, Emergency | Active | BH | BH | BP | Bridgepoint | VARIOUS-VARIOUS | ALLIED HEALTHCARE PRODUCTS INC | G180 | N/A
541259 | Scales, Patient, Floor | Scales | Scales, Patient, Floor | Active | BH | BH | BP | Bridgepoint | VARIOUS-VARIOUS | SCALE-TRONIX INC | 5002 | 5002-28517 | 2100-01-01
541260 | Monitors, Vital Signs | Monitors, Vital Signs | Monitors, Vital Signs | Active | BH | BH | 4S | Bridgepoint | 4th Floor - South Side | Welch Allyn | SPOT 420 | 201501615
541261 | Monitors, Vital Signs | Monitors, Vital Signs | Monitors, Vital Signs | Active | BH | BH | BP | Bridgepoint | 03-318B | Welch Allyn | SPOT 420 | 201501757
541262 | Monitors, Vital Signs | Monitors, Vital Signs | Monitors, Vital Signs | Active | BH | BH | 7S | Bridgepoint | 7th Floor - South Side | Welch Allyn | SPOT 420 | 201414669
541263 | Monitors, Vital Signs | Monitors, Vital Signs | Monitors, Vital Signs | Active | BH | BH | 7S | Bridgepoint | 7th Floor - South Side | Welch Allyn | SPOT 420 | 201419526
541264 | Monitors, Vital Signs | Monitors, Vital Signs | Monitors, Vital Signs | Active | BH | BH | 7N | Bridgepoint | 7th Floor - North Side | Welch Allyn | SPOT 420 | 201501612
541265 | Monitors, Vital Signs | Monitors, Vital Signs | Monitors, Vital Signs | Active | BH | BH | 9S | Bridgepoint | 9th Floor - South Side | Welch Allyn | SPOT 420 | 201502458
541266 | Monitors, Vital Signs | Monitors, Vital Signs | Monitors, Vital Signs | Active | BH | BH | 3N | Bridgepoint | 3rd Floor - North Side | Welch Allyn | SPOT 420 | 201416301
541267 | Monitors, Vital Signs | Monitors, Vital Signs | Monitors, Vital Signs | Active | BH | BH | 8S | Bridgepoint | 8th Floor - South Side | Welch Allyn | SPOT 420 | 201416586
541269 | Monitors, Vital Signs | Monitors, Vital Signs | Monitors, Vital Signs | Active | BH | BH | 4N | Bridgepoint | 4th Floor - North Side | Welch Allyn | SPOT 420 | 201419624
541270 | Monitors, Vital Signs | Monitors, Vital Signs | Monitors, Vital Signs | Active | BH | BH | 8N | Bridgepoint | 8th Floor - North Side | Welch Allyn | SPOT 420 | 201501961
541272 | Monitors, Vital Signs | Monitors, Vital Signs | Monitors, Vital Signs | Active | BH | BH | 8S | Bridgepoint | 8th Floor - South Side | Welch Allyn | SPOT 420 | 201501964
541273 | Monitors, Vital Signs | Monitors, Vital Signs | Monitors, Vital Signs | Active | BH | BH | 3N | Bridgepoint | 3rd Floor - North Side | Welch Allyn | SPOT 420 | 201502046
541274 | Monitors, Vital Signs | Monitors, Vital Signs | Monitors, Vital Signs | Active | BH | BH | 3S | Bridgepoint | 3rd Floor - South Side | Welch Allyn | SPOT 420 | 201502457
541275 | Monitors, Vital Signs | Monitors, Vital Signs | Monitors, Vital Signs | Active | BH | BH | 9N | Bridgepoint | 9th Floor - North Side | Welch Allyn | SPOT 420 | 201502467
541276 | Monitors, Vital Signs | Monitors, Vital Signs | Monitors, Vital Signs | Active | BH | BH | CSR | Bridgepoint | Basement (CSR) | Welch Allyn | SPOT 420 | 201419535
541277 | Monitors, Vital Signs | Monitors, Vital Signs | Monitors, Vital Signs | Active | BH | BH | 6S | Bridgepoint | 6th Floor - South Side | Welch Allyn | SPOT 420 | 201502407
541278 | Monitors, Vital Signs | Monitors, Vital Signs | Monitors, Vital Signs | Active | BH | BH | 2N | Bridgepoint | 2nd Floor - North Side | Welch Allyn | SPOT 420 | 201502462
541279 | Monitors, Vital Signs | Monitors, Vital Signs | Monitors, Vital Signs | Active | BH | BH | 2N | Bridgepoint | 2nd Floor - North Side | Welch Allyn | SPOT 420 | 201501641
541280 | Monitors, Vital Signs | Monitors, Vital Signs | Monitors, Vital Signs | Active | BH | BH | 2S | Bridgepoint | 2nd Floor - South Side | Welch Allyn | SPOT 420 | 201502459
541281 | BLADDER SCANNER | BLADDER SCANNER | BLADDER SCANNER | Active | BH | BH | 2N | Bridgepoint | 2nd Floor - North Side | Mcube Technology Co Ltd | BioCon-700 | BC 700-H3332009 | 2015-01-01
541282 | BLADDER SCANNER | BLADDER SCANNER | BLADDER SCANNER | Active | BH | BH | 9S | Bridgepoint | 9th Floor - South Side | Mcube Technology Co Ltd | BioCon-700 | BC700-H3331509 | 2015-01-01
541283 | BLADDER SCANNER | BLADDER SCANNER | BLADDER SCANNER | Active | BH | BH | 2S | Bridgepoint | 2nd Floor - South Side | Mcube Technology Co Ltd | BioCon-700 | BC700-H3330409 | 2015-01-01
541284 | BLADDER SCANNER | BLADDER SCANNER | BLADDER SCANNER | Active | BH | BH | 4S | Bridgepoint | 4th Floor - South Side | Mcube Technology Co Ltd | BioCon-700 | BC700-H3332209 | 2015-01-01
541285 | BLADDER SCANNER | BLADDER SCANNER | BLADDER SCANNER | Active | BH | BH | 8N | Bridgepoint | 8th Floor - North Side | Mcube Technology Co Ltd | BioCon-700 | BC700-H3330609 | 2015-01-01
541286 | BLADDER SCANNER | BLADDER SCANNER | BLADDER SCANNER | Active | BH | BH | 8S | Bridgepoint | 8th Floor - South Side | Mcube Technology Co Ltd | BioCon-700 | BC 700-H3330509 | 2015-01-01
541287 | BLADDER SCANNER | BLADDER SCANNER | BLADDER SCANNER | Active | BH | BH | 9N | Bridgepoint | 9th Floor - North Side | Mcube Technology Co Ltd |  | BC 700-H3331309 | 2015-01-01
541288 | Lensometers | Lensometers | Lensometers | Active | BH | BH | BP | Bridgepoint | VARIOUS-G182 | TOPCON INSTRUMENTS CORP OF AMERICA | CL-200 | 3901566 | 2010-01-01
541289 | Slit Lamps | Slit Lamps | Slit Lamps | Active | BH | BH | BP | Bridgepoint | 01-01 | HAAG-STREIT SERVICE INC | BA904 | NA | 2010-01-01
541290 | Slit Lamps | Slit Lamps | Slit Lamps | Active | BH | BH | BP | Bridgepoint | VARIOUS-G182 | Dataq Instruments | SL-ZZ | 174-242 | 2010-01-01
541291 | Oximeters, Pulse | Oximeters | Oximeters, Pulse | Active | BH | BH | BP | Bridgepoint | 04-Rm # 4.130 | Vapotherm, INC | DIAGNOSTIX 2100 | 14521701563
541292 | Oximeters, Pulse | Oximeters | Oximeters, Pulse | Active | BH | BH | BP | Bridgepoint | 04-Rm # 4.130 | Vapotherm, INC | DIAGNOSTIX 2100 | 14521701568
541293 | Oximeters, Pulse | Oximeters | Oximeters, Pulse | Active | BH | BH | BP | Bridgepoint | VARIOUS-VARIOUS | Covidien | N-65 | G10805558
541294 | Oximeters, Pulse | Oximeters | Oximeters, Pulse | Active | BH | BH | BP | Bridgepoint | VARIOUS-VARIOUS | Covidien | N-65 | P12828670
541295 | Oximeters, Pulse | Oximeters | Oximeters, Pulse | Active | BH | BH | 4N | Bridgepoint | 4th Floor - North Side | Covidien | N-65 | P12843100 | 2012-01-01
541296 | Oximeters, Pulse | Oximeters | Oximeters, Pulse | Active | BH | BH | 9S | Bridgepoint | 9th Floor - South Side | Covidien | N-65 | P14814864 | 2014-01-01
541297 | Oximeters, Pulse | Oximeters | Oximeters, Pulse | Active | BH | BH | BP | Bridgepoint | VARIOUS-VARIOUS | Covidien | N-65 | P14815845
541298 | Oximeters, Pulse | Oximeters | Oximeters, Pulse | Active | BH | BH | BP | Bridgepoint | VARIOUS-VARIOUS | Covidien | N-65 | P14811839
541299 | Oximeters, Pulse | Oximeters | Oximeters, Pulse | Active | BH | BH | 3S | Bridgepoint | 3rd Floor - South Side | Covidien | N-65 | P14814890 | 2013-01-01
541300 | Oximeters, Pulse | Oximeters | Oximeters, Pulse | Active | BH | BH | BP | Bridgepoint | VARIOUS-VARIOUS | Covidien | N-65 | P14811800
541301 | Oximeters, Pulse | Oximeters | Oximeters, Pulse | Active | BH | BH | BP | Bridgepoint | VARIOUS-VARIOUS | Covidien | N-65 | P14811682
541302 | Oximeters, Pulse | Oximeters | Oximeters, Pulse | Active | BH | BH | 7S | Bridgepoint | 7th Floor - South Side | Covidien | N-65 | P14811722 | 2012-01-01
541304 | Aspirators, Emergency | Aspirators | Aspirators, Emergency | Active | BH | BH | BP | Bridgepoint | VARIOUS-VARIOUS | ALLIED HEALTHCARE PRODUCTS INC | G180 | N/A
541305 | Aspirators, Emergency | Aspirators | Aspirators, Emergency | Active | BH | BH | 4N | Bridgepoint | 4th Floor - North Side | ALLIED HEALTHCARE PRODUCTS INC | G180 | N/A | 2010-01-01
541306 | Electromyographs | Electromyographs | Electromyographs | Active | BH | BH | BP | Bridgepoint | VARIOUS-G.183 | CADWELL LABORATORIES INC | 100814-200 - Sierra Wave | 1412WV00-20-005 | 2010-01-01
541307 | Monitors, Vital Signs | Monitors, Vital Signs | Monitors, Vital Signs | Active | BH | BH | 3S | Bridgepoint | 3rd Floor - South Side | Welch Allyn | SPOT 420 | 201512156
541308 | Monitors, Vital Signs | Monitors, Vital Signs | Monitors, Vital Signs | Active | BH | BH | 3N | Bridgepoint | 3rd Floor - North Side | Welch Allyn | SPOT 420 | 201516020
541309 | Monitors, Vital Signs | Monitors, Vital Signs | Monitors, Vital Signs | Active | BH | BH | BP | Bridgepoint | VARIOUS-VARIOUS | Welch Allyn | SPOT 420 | 201516113
541310 | Monitors, Vital Signs | Monitors, Vital Signs | Monitors, Vital Signs | Active | BH | BH | 7S | Bridgepoint | 7th Floor - South Side | Welch Allyn | SPOT 420 | 201513460
541311 | Monitors, Vital Signs | Monitors, Vital Signs | Monitors, Vital Signs | Active | BH | BH | 7N | Bridgepoint | 7th Floor - North Side | Welch Allyn | SPOT 420 | 201513380
541312 | Monitors, Vital Signs | Monitors, Vital Signs | Monitors, Vital Signs | Active | BH | BH | 9S | Bridgepoint | 9th Floor - South Side | Welch Allyn | SPOT 420 | 201513457
541313 | Monitors, Vital Signs | Monitors, Vital Signs | Monitors, Vital Signs | Active | BH | BH | 9N | Bridgepoint | 9th Floor - North Side | Welch Allyn | SPOT 420 | 201516030
541315 | Laser Camera | Laser Camera | Laser Camera | Active | BH | BH | BP | Bridgepoint | MAIN FLOOR-MAIN FLOOR | SR INSTRUMENTS INC | 755 | 5530001490
541316 | Laser Camera | Laser Camera | Laser Camera | Active | BH | BH | BP | Bridgepoint | MAIN FLOOR-MAIN FLOOR | SR INSTRUMENTS INC | 755 | 5530002117
541317 | Laser Camera | Laser Camera | Laser Camera | Active | BH | BH | BP | Bridgepoint | MAIN FLOOR-MAIN FLOOR | SR INSTRUMENTS INC | 755 | 5530002129
541318 | Laser Camera | Laser Camera | Laser Camera | Active | BH | BH | BP | Bridgepoint | MAIN FLOOR-MAIN FLOOR | SR INSTRUMENTS INC | 755 | 553002246
541319 | Laser Camera | Laser Camera | Laser Camera | Active | BH | BH | BP | Bridgepoint | MAIN FLOOR-MAIN FLOOR | SR INSTRUMENTS INC | 755 | 5530012378
541320 | Laser Camera | Laser Camera | Laser Camera | Active | BH | BH | BP | Bridgepoint | MAIN FLOOR-MAIN FLOOR | SR INSTRUMENTS INC | 755 | 5530013868
541321 | Slit Lamps | Slit Lamps | Slit Lamps | Active | BH | BH | BP | Bridgepoint | VARIOUS-G182 | Dataq Instruments | BM 900 | 85665-0213 | 2010-01-01
541325 | Thermometers, Electronic, Infrared | Thermometers | Thermometers, Electronic, Infrared | Active | BH | BH | BP | Bridgepoint | VARIOUS-VARIOUS | Cardinal Health Canada Inc | Genius 2 | N07025265
541327 | Thermometers, Electronic, Infrared | Thermometers | Thermometers, Electronic, Infrared | Active | BH | BH | BP | Bridgepoint | VARIOUS-VARIOUS | Cardinal Health Canada Inc | Genius 2 | N09065295
541328 | Thermometers, Electronic, Infrared | Thermometers | Thermometers, Electronic, Infrared | Active | BH | BH | BP | Bridgepoint | VARIOUS-VARIOUS | Cardinal Health Canada Inc | Genius 2 | N09072246
541329 | Thermometers, Electronic, Infrared | Thermometers | Thermometers, Electronic, Infrared | Active | BH | BH | BP | Bridgepoint | VARIOUS-VARIOUS | Cardinal Health Canada Inc | Genius 2 | N09074227
541332 | Thermometers, Electronic, Infrared | Thermometers | Thermometers, Electronic, Infrared | Active | BH | BH | BP | Bridgepoint | VARIOUS-VARIOUS | Cardinal Health Canada Inc | Genius 2 | N10002916
541333 | Thermometers, Electronic, Infrared | Thermometers | Thermometers, Electronic, Infrared | Active | BH | BH | BP | Bridgepoint | VARIOUS-VARIOUS | Cardinal Health Canada Inc | Genius 2 | N10037962
541334 | Thermometers, Electronic, Infrared | Thermometers | Thermometers, Electronic, Infrared | Active | BH | BH | BP | Bridgepoint | VARIOUS-VARIOUS | Cardinal Health Canada Inc | Genius 2 | N10039386
541335 | Thermometers, Electronic, Infrared | Thermometers | Thermometers, Electronic, Infrared | Active | BH | BH | BP | Bridgepoint | VARIOUS-VARIOUS | Cardinal Health Canada Inc | Genius 2 | N10039393
541339 | Thermometers, Electronic, Infrared | Thermometers | Thermometers, Electronic, Infrared | Active | BH | BH | BP | Bridgepoint | VARIOUS-VARIOUS | Cardinal Health Canada Inc | Genius 2 | N10041790
541341 | Thermometers, Electronic, Infrared | Thermometers | Thermometers, Electronic, Infrared | Active | BH | BH | BP | Bridgepoint | VARIOUS-VARIOUS | Cardinal Health Canada Inc | Genius 2 | N10042095
541342 | Thermometers, Electronic, Infrared | Thermometers | Thermometers, Electronic, Infrared | Active | BH | BH | BP | Bridgepoint | VARIOUS-VARIOUS | Cardinal Health Canada Inc | Genius 2 | N10042211
541343 | Thermometers, Electronic, Infrared | Thermometers | Thermometers, Electronic, Infrared | Active | BH | BH | 2N | Bridgepoint | 2nd Floor - North Side | Cardinal Health Canada Inc | Genius 2 | N10044262
541344 | Thermometers, Electronic, Infrared | Thermometers | Thermometers, Electronic, Infrared | Active | BH | BH | BP | Bridgepoint | VARIOUS-VARIOUS | Cardinal Health Canada Inc | Genius 2 | N10044409
541346 | Thermometers, Electronic, Infrared | Thermometers | Thermometers, Electronic, Infrared | Active | BH | BH | BP | Bridgepoint | VARIOUS-VARIOUS | Cardinal Health Canada Inc | Genius 2 | N10515319
541347 | Thermometers, Electronic, Infrared | Thermometers | Thermometers, Electronic, Infrared | Active | BH | BH | BP | Bridgepoint | VARIOUS-VARIOUS | Cardinal Health Canada Inc | Genius 2 | N10516156
541348 | Thermometers, Electronic, Infrared | Thermometers | Thermometers, Electronic, Infrared | Active | BH | BH | BP | Bridgepoint | VARIOUS-VARIOUS | Cardinal Health Canada Inc | Genius 2 | N10525013
541354 | Thermometers, Electronic, Infrared | Thermometers | Thermometers, Electronic, Infrared | Active | BH | BH | BP | Bridgepoint | VARIOUS-VARIOUS | Cardinal Health Canada Inc | Genius 2 | N10525099
541358 | Thermometers, Electronic, Infrared | Thermometers | Thermometers, Electronic, Infrared | Active | BH | BH | BP | Bridgepoint | VARIOUS-VARIOUS | Cardinal Health Canada Inc | Genius 2 | N11504123
541359 | Thermometers, Electronic, Infrared | Thermometers | Thermometers, Electronic, Infrared | Active | BH | BH | BP | Bridgepoint | VARIOUS-VARIOUS | Cardinal Health Canada Inc | Genius 2 | N11518569
541360 | Thermometers, Electronic, Infrared | Thermometers | Thermometers, Electronic, Infrared | Active | BH | BH | BP | Bridgepoint | VARIOUS-VARIOUS | Cardinal Health Canada Inc | Genius 2 | N11518603
541362 | Thermometers, Electronic, Infrared | Thermometers | Thermometers, Electronic, Infrared | Active | BH | BH | BP | Bridgepoint | VARIOUS-VARIOUS | Cardinal Health Canada Inc | Genius 2 | N11521191
541363 | Thermometers, Electronic, Infrared | Thermometers | Thermometers, Electronic, Infrared | Active | BH | BH | 1st/G | Bridgepoint | Occupational Health | Cardinal Health Canada Inc | Genius 2 | N11521305 | 2010-01-01
541366 | Thermometers, Electronic, Infrared | Thermometers | Thermometers, Electronic, Infrared | Active | BH | BH | BP | Bridgepoint | VARIOUS-VARIOUS | Cardinal Health Canada Inc | Genius 2 | N11521382
541367 | Thermometers, Electronic, Infrared | Thermometers | Thermometers, Electronic, Infrared | Active | BH | BH | BP | Bridgepoint | VARIOUS-VARIOUS | Cardinal Health Canada Inc | Genius 2 | N11521395
541373 | Thermometers, Electronic, Infrared | Thermometers | Thermometers, Electronic, Infrared | Active | BH | BH | BP | Bridgepoint | VARIOUS-VARIOUS | Cardinal Health Canada Inc | Genius 2 | N11539005
541374 | Thermometers, Electronic, Infrared | Thermometers | Thermometers, Electronic, Infrared | Active | BH | BH | BP | Bridgepoint | VARIOUS-VARIOUS | Cardinal Health Canada Inc | Genius 2 | N11539068
541375 | Thermometers, Electronic, Infrared | Thermometers | Thermometers, Electronic, Infrared | Active | BH | BH | BP | Bridgepoint | VARIOUS-VARIOUS | Cardinal Health Canada Inc | Genius 2 | N11539194
541377 | Thermometers, Electronic, Infrared | Thermometers | Thermometers, Electronic, Infrared | Active | BH | BH | BP | Bridgepoint | VARIOUS-VARIOUS | Cardinal Health Canada Inc | Genius 2 | N11539339
541378 | Thermometers, Electronic, Infrared | Thermometers | Thermometers, Electronic, Infrared | Active | BH | BH | 3N | Bridgepoint | 3rd Floor - North Side | Cardinal Health Canada Inc | Genius 2 | N11542476
541379 | Thermometers, Electronic, Infrared | Thermometers | Thermometers, Electronic, Infrared | Active | BH | BH | BP | Bridgepoint | VARIOUS-VARIOUS | Cardinal Health Canada Inc | Genius 2 | N11542581
541384 | Thermometers, Electronic, Infrared | Thermometers | Thermometers, Electronic, Infrared | Active | BH | BH | BP | Bridgepoint | VARIOUS-VARIOUS | Cardinal Health Canada Inc | Genius 2 | N11543360
541385 | Thermometers, Electronic, Infrared | Thermometers | Thermometers, Electronic, Infrared | Active | BH | BH | BP | Bridgepoint | VARIOUS-VARIOUS | Cardinal Health Canada Inc | Genius 2 | N12532259
541386 | Thermometers, Electronic, Infrared | Thermometers | Thermometers, Electronic, Infrared | Active | BH | BH | BP | Bridgepoint | VARIOUS-VARIOUS | Cardinal Health Canada Inc | Genius 2 | N12532261
541391 | Thermometers, Electronic, Infrared | Thermometers | Thermometers, Electronic, Infrared | Active | BH | BH | 7S | Bridgepoint | 7th Floor - South Side | Cardinal Health Canada Inc | Genius 2 | N21721976 | 2020-01-01
541393 | Thermometers, Electronic, Infrared | Thermometers | Thermometers, Electronic, Infrared | Active | BH | BH | 4N | Bridgepoint | 4th Floor - North Side | Cardinal Health Canada Inc | Genius 2 | N12584816
541397 | Thermometers, Electronic, Infrared | Thermometers | Thermometers, Electronic, Infrared | Active | BH | BH | BP | Bridgepoint | VARIOUS-VARIOUS | Cardinal Health Canada Inc | Genius 2 | N12590178
541400 | Thermometers, Electronic, Infrared | Thermometers | Thermometers, Electronic, Infrared | Active | BH | BH | 6N | Bridgepoint | 6th Floor - North Side | Cardinal Health Canada Inc | Genius 2 | N12590404
541402 | Thermometers, Electronic, Infrared | Thermometers | Thermometers, Electronic, Infrared | Active | BH | BH | 8S | Bridgepoint | 8th Floor - South Side | Cardinal Health Canada Inc | Genius 2 | N12590411
541404 | Thermometers, Electronic, Infrared | Thermometers | Thermometers, Electronic, Infrared | Active | BH | BH | BP | Bridgepoint | VARIOUS-VARIOUS | Cardinal Health Canada Inc | Genius 2 | N12590462
541405 | Thermometers, Electronic, Infrared | Thermometers | Thermometers, Electronic, Infrared | Active | BH | BH | BP | Bridgepoint | VARIOUS-VARIOUS | Cardinal Health Canada Inc | Genius 2 | N12590472
541406 | Thermometers, Electronic, Infrared | Thermometers | Thermometers, Electronic, Infrared | Active | BH | BH | 6S | Bridgepoint | 6th Floor - South Side | Cardinal Health Canada Inc | Genius 2 | N12590504
541408 | Thermometers, Electronic, Infrared | Thermometers | Thermometers, Electronic, Infrared | Active | BH | BH | 4S | Bridgepoint | 4th Floor - South Side | Cardinal Health Canada Inc | Genius 2 | N12590507
541409 | Thermometers, Electronic, Infrared | Thermometers | Thermometers, Electronic, Infrared | Active | BH | BH | BP | Bridgepoint | Ambulatory Care | Cardinal Health Canada Inc | Genius 2 | N12590508 | 2015-01-01
541416 | Thermometers, Electronic, Infrared | Thermometers | Thermometers, Electronic, Infrared | Active | BH | BH | BP | Bridgepoint | VARIOUS-VARIOUS | Cardinal Health Canada Inc | Genius 2 | N12590531
541419 | Thermometers, Electronic, Infrared | Thermometers | Thermometers, Electronic, Infrared | Active | BH | BH | BP | Bridgepoint | VARIOUS-VARIOUS | Cardinal Health Canada Inc | Genius 2 | N12590545
541422 | Thermometers, Electronic, Infrared | Thermometers | Thermometers, Electronic, Infrared | Active | BH | BH | BP | Bridgepoint | VARIOUS-VARIOUS | Cardinal Health Canada Inc | Genius 2 | N12590562
541424 | Thermometers, Electronic, Infrared | Thermometers | Thermometers, Electronic, Infrared | Active | BH | BH | BP | Bridgepoint | VARIOUS-VARIOUS | Cardinal Health Canada Inc | Genius 2 | N12590576
541425 | Thermometers, Electronic, Infrared | Thermometers | Thermometers, Electronic, Infrared | Active | BH | BH | BP | Bridgepoint | VARIOUS-VARIOUS | Cardinal Health Canada Inc | Genius 2 | N12590583
541431 | Thermometers, Electronic, Infrared | Thermometers | Thermometers, Electronic, Infrared | Active | BH | BH | BP | Bridgepoint | VARIOUS-VARIOUS | Cardinal Health Canada Inc | Genius 2 | N12590592
541432 | Thermometers, Electronic, Infrared | Thermometers | Thermometers, Electronic, Infrared | Active | BH | BH | BP | Bridgepoint | VARIOUS-VARIOUS | Cardinal Health Canada Inc | Genius 2 | N12590608
541433 | Thermometers, Electronic, Infrared | Thermometers | Thermometers, Electronic, Infrared | Active | BH | BH | BP | Bridgepoint | VARIOUS-VARIOUS | Cardinal Health Canada Inc | Genius 2 | N12590609
541435 | Thermometers, Electronic, Infrared | Thermometers | Thermometers, Electronic, Infrared | Active | BH | BH | BP | Bridgepoint | VARIOUS-VARIOUS | Cardinal Health Canada Inc | Genius 2 | N12590616
541436 | Thermometers, Electronic, Infrared | Thermometers | Thermometers, Electronic, Infrared | Active | BH | BH | BP | Bridgepoint | VARIOUS-VARIOUS | Cardinal Health Canada Inc | Genius 2 | N12590620
541437 | Thermometers, Electronic, Infrared | Thermometers | Thermometers, Electronic, Infrared | Active | BH | BH | BP | Bridgepoint | VARIOUS-VARIOUS | Cardinal Health Canada Inc | Genius 2 | N12590621
541440 | Thermometers, Electronic, Infrared | Thermometers | Thermometers, Electronic, Infrared | Active | BH | BH | BP | Bridgepoint | VARIOUS-VARIOUS | Cardinal Health Canada Inc | Genius 2 | N12590657
541441 | Thermometers, Electronic, Infrared | Thermometers | Thermometers, Electronic, Infrared | Active | BH | BH | BP | Bridgepoint | VARIOUS-VARIOUS | Cardinal Health Canada Inc | Genius 2 | N12590658
541442 | Thermometers, Electronic, Infrared | Thermometers | Thermometers, Electronic, Infrared | Active | BH | BH | BP | Bridgepoint | VARIOUS-VARIOUS | Cardinal Health Canada Inc | Genius 2 | N12590660
541443 | Thermometers, Electronic, Infrared | Thermometers | Thermometers, Electronic, Infrared | Active | BH | BH | BP | Bridgepoint | VARIOUS-VARIOUS | Cardinal Health Canada Inc | Genius 2 | N12590662
541445 | Thermometers, Electronic, Infrared | Thermometers | Thermometers, Electronic, Infrared | Active | BH | BH | BP | Bridgepoint | VARIOUS-VARIOUS | Cardinal Health Canada Inc | Genius 2 | N12599825
541446 | Thermometers, Electronic, Infrared | Thermometers | Thermometers, Electronic, Infrared | Active | BH | BH | BP | Bridgepoint | VARIOUS-VARIOUS | Cardinal Health Canada Inc | Genius 2 | N13522803
541447 | Thermometers, Electronic, Infrared | Thermometers | Thermometers, Electronic, Infrared | Active | BH | BH | BP | Bridgepoint | VARIOUS-VARIOUS | Cardinal Health Canada Inc | Genius 2 | N13522972
541450 | Thermometers, Electronic, Infrared | Thermometers | Thermometers, Electronic, Infrared | Active | BH | BH | BP | Bridgepoint | VARIOUS-VARIOUS | Cardinal Health Canada Inc | Genius 2 | N14531416
541451 | Thermometers, Electronic, Infrared | Thermometers | Thermometers, Electronic, Infrared | Active | BH | BH | BP | Bridgepoint | VARIOUS-VARIOUS | Cardinal Health Canada Inc | Genius 2 | N14531516
541454 | Thermometers, Electronic, Infrared | Thermometers | Thermometers, Electronic, Infrared | Active | BH | BH | BP | Bridgepoint | VARIOUS-VARIOUS | Cardinal Health Canada Inc | Genius 2 | N15501623
541457 | Thermometers, Electronic, Infrared | Thermometers | Thermometers, Electronic, Infrared | Active | BH | BH | 9S | Bridgepoint | 9th Floor - South Side | Cardinal Health Canada Inc | Genius 2 | N15602020
541458 | Thermometers, Electronic, Infrared | Thermometers | Thermometers, Electronic, Infrared | Active | BH | BH | 1st/G | Bridgepoint | Occupational Health | Cardinal Health Canada Inc | Genius 2 | N12596016 | 2012-01-01 | 0 | 2015-01-01
541459 | Thermometers, Electronic, Infrared | Thermometers | Thermometers, Electronic, Infrared | Active | BH | BH | 8S | Bridgepoint | 8th Floor - South Side | Cardinal Health Canada Inc | Genius 2 | N15501538 | 2016-12-13 | 0
60001 | PACEMAKER PROGRAMMERS | PACEMAKER PROGRAMMERS | PACEMAKER PROGRAMMERS | Active | MSH | MSH | 16U | ECG Unit | 16th Floor - University Side | ST JUDE MEDICAL INC | 60002877-003 | 13854 | 2006-10-18 | 5001 | 2007-10-18
60014 | Humidifiers, Heated | Humidifiers | Humidifiers, Heated | Active | MSH | MSH | 18 | ICU | ICU | FISHER & PAYKEL MEDICAL INC | MR850JHU | 060822017539 | 2006-09-18 | 2401 | 2007-09-18 | This unit obtained for Wean Trial Study. Not owned by MSH. Service & support by Fisher & Paykel as per e-mail from Cynthia Harris, Charge RT, ICU, 22 Sept 06 to Vic Ramcharan.
60020 | Physiologic Monitor Modules, Temperature | Physiologic Monitor Modules | Physiologic Monitor Modules, Temperature | Active | MSH | MSH | 17U | NICU | NICU | Philips Healthcare | M1029A | 3805G88836 | 2007-02-12 | 1001 | 2008-02-12 13:07
60021 | Physiologic Monitor Modules, Temperature | Physiologic Monitor Modules | Physiologic Monitor Modules, Temperature | Active | MSH | MSH | 17U | NICU | NICU | Philips Healthcare | M1029A | 3805G88835 | 2007-02-12 | 1001 | 2008-02-12 15:26
60022 | Incubators, Infant, Mobile | Incubators | Incubators, Infant, Mobile | Active | MSH | MSH | 17U | NICU | NICU | OHMEDA DIV THE BOC GROUP INC. | GIRAFFE-OMNIBED | HDGK52094 | 2007-03-06 | 60001 | 2008-03-06 | battery date: March.2016
60023 | Sphygmomanometers, Electronic, Automatic | Sphygmomanometers | Sphygmomanometers, Electronic, Automatic | Active | MSH | 60MURR | 5 | Leadership Sinai Center For Diabetes | Diabetes Unit | CRITIKON CANADA LTD | 8100 | 8100-K9417 | 2003-01-29 | 4001 | 2004-01-29 | DIABETES RESEARCH, ACTUAL OWNERSHIP IN DOUBT. TREAT AS EXTENDED LOAN.
60024 | Display Monitor, Flat Panel | Display Monitor | Display Monitor, Flat Panel | Active | MSH | MSH | 10S | Coronary Care Unit | CCU | VIEWSONIC | Vs10772 | PSB065202793 | 2007-03-09 | 518 | 2008-03-09 15:27
60027 | Pumps | Pumps | Pumps | Active | MSH | MSH | 5 | JDMI - Angio/Interventional | 5 | Covidien | PE-PM | L060088 | 2007-03-14 | 8000 | 2008-03-14 | Pump is a part of Tyco RF cool-tip Generator (ablation unit) and CTSW controller
60048 | Docking Station | Docking Station | Docking Station | Active | MSH | MSH | MSH | Respiratory Therapy | Respiratory Therapy | MASIMO | 1310 | 088191 | 2007-03-16 | 2001 | 2008-03-16 | COT study - equipment support is provided by Masimo
60052 | Oximeters, Pulse | Oximeters | Oximeters, Pulse | Active | MSH | MSH | MSH | Respiratory Therapy | Respiratory Therapy | MASIMO | 1708 | 333439 | 2007-03-16 | 5001 | 2008-03-16 13:45 | COT study - equipment support is provided by Masimo, PM done with Docking Station returned to vendor
60088 | Monitors, Physiologic, Patient Transport | Monitors, Physiologic | Monitors, Physiologic, Patient Transport | Active | MSH | MSH | 1 | Biomedical Engineering | 1st Floor | Philips Healthcare | M8002A - MP30 | DE62235750 | 2007-05-02 | 13000 | 2008-05-02 | Missing cart handle-replaced
60089 | Monitors, Physiologic, Patient Transport | Monitors, Physiologic | Monitors, Physiologic, Patient Transport | Active | MSH | MSH | 1 | Biomedical Engineering | Biomedical Engineering | Philips Healthcare | M8002A - MP30 | DE62235741 | 2007-05-02 | 13000 | 2008-05-02 | Broken cart handle-ordered replacement
60093 | Scanning Systems, Ultrasonic, Vascular | Scanning Systems | Scanning Systems, Ultrasonic, Vascular | Active | MSH | MSH | 16U | Echocardiography |  | Bard | 9760036 | DYRC5003 | 2007-06-01 | 18000 | 2008-06-01 | Transferred to MIE 502355. 11 Dec 2015
60099 | BLOOD FLOW DETECTORS, ULTRASONIC | BLOOD FLOW DETECTORS | BLOOD FLOW DETECTORS, ULTRASONIC | Active | MSH | MSH | 12S | Nursing 12S Medicine |  | NICOLET BIOMEDICAL INSTRUMENTS | 200R | ECH1589 | 2007-06-26 | 778 | 2008-06-26 08:15
601 | Nitric Oxide Delivery Units | Nitric Oxide Delivery Units | Nitric Oxide Delivery Units | Active | MSH | MSH | MSH | Respiratory Therapy | RESPIRATORY THERAPY | Datex-Ohmeda | INOVENT | CCAD00601 | 2005-12-02 | 5001 | 2006-12-02 | Duplicate ME number reassigned to 530422 LOANER PM responsibilty of RT
60131 | Thermometers, Electronic, Thermistor/Thermocouple, Patient | Thermometers | Thermometers, Electronic, Thermistor/Thermocouple, Patient | Active | MSH | MSH | 17U | NICU | NICU | Cardinal Health Canada Inc | FastTemp | G0324227 | 2003-05-20 | 350 | 2004-05-20
60143 | Sphygmomanometers, Electronic, Automatic | Sphygmomanometers | Sphygmomanometers, Electronic, Automatic | Active | MSH | MSH | MSH | Family Practice Clinic | 60 Murray | VSM Medtech | BPM-300 | 04-003928 | 2007-10-01 | 1001 | 2008-10-01
60146 | Thermometers, Electronic, Thermistor/Thermocouple, Patient | Thermometers | Thermometers, Electronic, Thermistor/Thermocouple, Patient | Active | MSH | MSH | 17U | NICU | NICU | Cardinal Health Canada Inc | FastTemp | G0319424 | 2003-05-20 | 350 | 2004-05-20
60148 | Thermometers, Electronic, Thermistor/Thermocouple, Patient | Thermometers | Thermometers, Electronic, Thermistor/Thermocouple, Patient | Active | MSH | MSH | 14S | Nursing 14S Medicine |  | Cardinal Health Canada Inc | FastTemp | G0321222 | 2003-05-20 | 350 | 2004-05-20
60149 | Thermometers, Electronic, Thermistor/Thermocouple, Patient | Thermometers | Thermometers, Electronic, Thermistor/Thermocouple, Patient | Active | MSH | MSH | 17U | NICU | NICU | Cardinal Health Canada Inc | FastTemp | G0323623 | 2003-05-20 | 350 | 2004-05-20
60150 | Thermometers, Electronic, Thermistor/Thermocouple, Patient | Thermometers | Thermometers, Electronic, Thermistor/Thermocouple, Patient | Active | MSH | MSH | 17U | NICU | NICU | Cardinal Health Canada Inc | FastTemp | G0413118 | 2003-05-20 | 350 | 2004-05-20
60153 | Thermometers, Electronic, Thermistor/Thermocouple, Patient | Thermometers | Thermometers, Electronic, Thermistor/Thermocouple, Patient | Active | MSH | MSH | 17U | NICU | NICU | Cardinal Health Canada Inc | FastTemp | G0413076 | 2003-05-20 | 350 | 2004-05-20
60158 | Thermometers, Electronic, Thermistor/Thermocouple, Patient | Thermometers | Thermometers, Electronic, Thermistor/Thermocouple, Patient | Active | MSH | MSH | 17U | NICU | NICU | Cardinal Health Canada Inc | FastTemp | G0412467 | 2003-05-20 | 350 | 2004-05-20
60163 | Thermometers, Electronic, Thermistor/Thermocouple, Patient | Thermometers | Thermometers, Electronic, Thermistor/Thermocouple, Patient | Active | MSH | MSH | 17U | NICU | NICU | Cardinal Health Canada Inc | FastTemp | G0320680 | 2003-05-20 | 350 | 2004-05-20
60165 | Radiofrequency Generators | Radiofrequency Generators | Radiofrequency Generators | Active | MSH | MSH | 5 | JDMI - Angio/Interventional | 5 | BOSTON SCIENTIFIC CORP. | RF 3000 | 052907-020 | 2007-10-26 | 10001 | 2008-10-26
60166 | Thermometers, Electronic, Thermistor/Thermocouple, Patient | Thermometers | Thermometers, Electronic, Thermistor/Thermocouple, Patient | Active | MSH | MSH | 14S | Nursing 14S Medicine |  | Cardinal Health Canada Inc | FastTemp | G0322227 | 2003-05-20 | 350 | 2004-05-20
60168 | Oximeters, Pulse | Oximeters | Oximeters, Pulse | Active | MSH | MSH | MSH | Respiratory Therapy | Respiratory Therapy | NONIN MEDICAL INC | 4000 | 500117885 | 2007-10-31 | 2001 | 2008-10-31 16:19 | Wrist module ID# 502243
60185 | Thermometers, Electronic, Thermistor/Thermocouple, Patient | Thermometers | Thermometers, Electronic, Thermistor/Thermocouple, Patient | Active | MSH | MSH | 10S | Coronary Care Unit |  | Cardinal Health Canada Inc | FastTemp | G0322699 | 2003-05-20 | 350 | 2004-05-20
60189 | Printers, Label | PRINTERS | Printers, Label | Active | MSH | MSH | 1 | Biomedical Engineering | Biomedical Eng. | Brother | 9500PC | U60726-G7G450778 | 2007-10-18 | 330 | 2008-10-18 | accessory Brother AC aadapter NU60-6240250-13
60190 | Print Servers | Print Servers | Print Servers | Active | MSH | MSH | 1 | Biomedical Engineering | Biomedical Eng. | Brother | PS-9000 | 0080775006A6 | 2007-10-18 | 410 | 2008-10-18 | accessory Fairway Electronic power adapter VE10B-050
60193 | Laryngoscopes, Video | Laryngoscopes | Laryngoscopes, Video | Active | MSH | MSH | 3 | Emergency | Emergency | AIRCRAFT MEDICAL | 500-000-002v1 | 5559 | 2007-12-04 | 7500 | 2008-12-04 15:44
60197 | Thermometers, Electronic, Thermistor/Thermocouple, Patient | Thermometers | Thermometers, Electronic, Thermistor/Thermocouple, Patient | Active | MSH | MSH | 10S | Coronary Care Unit | CCU | Cardinal Health Canada Inc | FastTemp | G0418419 | 2003-05-20 | 350 | 2004-05-20 | remove from service
62103 | Drills | Drills | Drills | Active | MSH | MSH | 7 | SURGICAL SUITE (COMBINED WITH CYSTO) | O.R | Medtronic of Canada | 18-97102 | 114096 | 2007-12-20 | 22500 | 2008-12-20 | A new footswitch replaced broken one (beyond repair according to service of Medtronic) on April 7, 2011.. New footswitch s/n 01698 (Product ID:00885074231013, CFN: 1895420).
62107 | Thermometers, Electronic, Thermistor/Thermocouple, Patient | Thermometers | Thermometers, Electronic, Thermistor/Thermocouple, Patient | Active | MSH | MSH | 17U | NICU | NICU | Cardinal Health Canada Inc | FastTemp | G0321819 | 2003-05-20 | 350 | 2004-05-20
62110 | Thermometers, Electronic, Thermistor/Thermocouple, Patient | Thermometers | Thermometers, Electronic, Thermistor/Thermocouple, Patient | Active | MSH | MSH | 17U | NICU | NICU | Cardinal Health Canada Inc | FastTemp | G0418413 | 2003-05-20 | 350 | 2004-05-20
62111 | Thermometers, Electronic, Thermistor/Thermocouple, Patient | Thermometers | Thermometers, Electronic, Thermistor/Thermocouple, Patient | Active | MSH | MSH | 10S | Nursing 10S Geriatrics | Cardiology | Cardinal Health Canada Inc | FastTemp | G0322306 | 2003-05-20 | 350 | 2004-05-20
62112 | Thermometers, Electronic, Thermistor/Thermocouple, Patient | Thermometers | Thermometers, Electronic, Thermistor/Thermocouple, Patient | Active | MSH | MSH | 10S | Nursing 10S Geriatrics | Cardiology | Cardinal Health Canada Inc | FastTemp | G0412592 | 2003-05-20 | 350 | 2004-05-20
62115 | Thermometers, Electronic, Thermistor/Thermocouple, Patient | Thermometers | Thermometers, Electronic, Thermistor/Thermocouple, Patient | Active | MSH | MSH | 14N | Nursing 14N Surgery |  | Cardinal Health Canada Inc | FastTemp | G0321373 | 2003-05-20 | 350 | 2004-05-20
62117 | Thermometers, Electronic, Thermistor/Thermocouple, Patient | Thermometers | Thermometers, Electronic, Thermistor/Thermocouple, Patient | Active | MSH | MSH | 17U | NICU | NICU | Cardinal Health Canada Inc | FastTemp | G0321819 | 2003-05-20 | 350 | 2004-05-20
62140 | Humidifiers, Heated | Humidifiers | Humidifiers, Heated | Active | MSH | MSH | 17U | NICU | NICU | FISHER & PAYKEL MEDICAL INC | MR850JHU | 071109022209 | 2008-01-09 | 2001 | 2009-01-09
62160 | Thermometers, Electronic, Thermistor/Thermocouple, Patient | Thermometers | Thermometers, Electronic, Thermistor/Thermocouple, Patient | Active | MSH | MSH | 17U | NICU | NICU | Cardinal Health Canada Inc | FastTemp | G0322749 | 2007-01-08 | 288.4 | 2008-01-08
62162 | Thermometers, Electronic, Thermistor/Thermocouple, Patient | Thermometers | Thermometers, Electronic, Thermistor/Thermocouple, Patient | Active | MSH | MSH | 12S | Nursing 12S Medicine |  | Cardinal Health Canada Inc | FastTemp | G0412727 | 2007-01-08 | 288.4 | 2008-01-08
62163 | Thermometers, Electronic, Thermistor/Thermocouple, Patient | Thermometers | Thermometers, Electronic, Thermistor/Thermocouple, Patient | Active | MSH | MSH | 14S | Nursing 14S Medicine |  | Cardinal Health Canada Inc | FastTemp | G0416863 | 2003-05-20 | 350 | 2004-05-20
62164 | Thermometers, Electronic, Thermistor/Thermocouple, Patient | Thermometers | Thermometers, Electronic, Thermistor/Thermocouple, Patient | Active | MSH | MSH | 17U | NICU | NICU | Cardinal Health Canada Inc | FastTemp | G0323161 | 2003-05-20 | 350 | 2004-05-20
62166 | Thermometers, Electronic, Thermistor/Thermocouple, Patient | Thermometers | Thermometers, Electronic, Thermistor/Thermocouple, Patient | Active | MSH | MSH | 14N | Nursing 14N Surgery |  | Cardinal Health Canada Inc | FastTemp | G0321383 | 2003-05-20 | 350 | 2004-05-20
62167 | Display Monitor, Flat Panel | Display Monitor | Display Monitor, Flat Panel | Active | MSH | MSH | 2 | Surgical Skills Centre | Surgical Skills Centre | STRYKER CORP | 240-030-930 | SVE217J0457 | 2008-02-05 | 6001 | 2009-02-05 09:25
62168 | Video Systems, Endoscopic | Video Systems | Video Systems, Endoscopic | Active | MSH | MSH | 2 | Surgical Skills Centre | Surgical Skills Centre | STRYKER CORP | 1188HD | 06H055674 | 2008-02-05 | 8001 | 2009-02-05 11:12
62169 | Light Sources, Fiberoptic | Light Sources | Light Sources, Fiberoptic | Active | MSH | MSH | 2 | Surgical Skills Centre | Surgical Skills Centre | STRYKER CORP | X8000 | 07D036784 | 2008-02-05 | 5001 | 2009-02-05 11:23
62170 | Display Monitor, Flat Panel | Display Monitor | Display Monitor, Flat Panel | Active | MSH | MSH | 2 | Surgical Skills Centre | Surgical Skills Centre | STRYKER CORP | 240-030-930 | SVE217H0283 | 2008-02-05 | 6001 | 2009-02-05 11:30
62171 | Light Sources, Fiberoptic | Light Sources | Light Sources, Fiberoptic | Active | MSH | MSH | 2 | Surgical Skills Centre | Surgical Skills Centre | STRYKER CORP | X8000 | 07C074794 | 2008-02-05 | 6001 | 2009-02-05 11:40
62172 | Video Systems, Endoscopic | Video Systems | Video Systems, Endoscopic | Active | MSH | MSH | 2 | Surgical Skills Centre | Surgical Skills Centre | STRYKER CORP | 1188HD | 07C049974 | 2008-02-05 | 10001 | 2009-02-05 11:45
62178 | Monitors, Vital Signs | Monitors, Vital Signs | Monitors, Vital Signs | Active | MSH | MSH | 11N | Nursing 11N Medicine |  | Welch Allyn | 53N00 | JA057968 | 2008-02-25 | 3501 | 2009-02-25 | BATTERY SLA. Battery Date: April.2011
62187 | Thermometers, Electronic, Thermistor/Thermocouple, Patient | Thermometers | Thermometers, Electronic, Thermistor/Thermocouple, Patient | Active | MSH | MSH | MSH | Unknown Ownership | Unknown | Cardinal Health Canada Inc | FastTemp | G0321672 | 2003-05-20 | 100 | 2004-05-20 | New battery
62191 | Aspirators, Emergency | Aspirators | Aspirators, Emergency | Active | MSH | MSH | 17U | NICU | NICU | LAERDAL MEDICAL CORP | 780010 | 78370788389 | 2008-02-28 | 850 | 2009-02-28 | Fitted new Battery 7Jul2015 ( Battery Mfr. Date Nov2014)
62193 | Thermometers, Electronic, Thermistor/Thermocouple, Patient | Thermometers | Thermometers, Electronic, Thermistor/Thermocouple, Patient | Active | MSH | MSH | 17U | NICU | NICU | Cardinal Health Canada Inc | FastTemp | G0217239 | 2003-05-20 | 100 | 2004-05-20 | New prob,new blue case
62197 | Hydrothermal Ablation Systems, Endometrial | Hydrothermal Ablation Systems | Hydrothermal Ablation Systems, Endometrial | Active | MSH | MSH | MSH | Gynaecology-OPG | OPG 3 | MDMI Technologies | 22001 | C683 | 2008-03-07 | 20001 | 2009-03-07 10:36 | Product manager: David Haze, phone # 1-905-979-5584. According to David Haze , No PM need to be performed on the machine
62201 | Thermometers, Electronic, Thermistor/Thermocouple, Patient | Thermometers | Thermometers, Electronic, Thermistor/Thermocouple, Patient | Active | MSH | MSH | 17U | NICU | NICU | Cardinal Health Canada Inc | FastTemp | G0319113 | 2003-05-20 | 100 | 2004-05-20
62203 | LTV Universal Power supply | LTV Universal Power supply | LTV Universal Power supply | Active | MSH | MSH | 18 | ICU | ICU | Pulmonetics Systems | LTV-1000 | C6N08B0649 | 2008-03-13 | 853.56 | 2009-03-13 09:25 | External Power supply for LTV-1000 Ventilator
62208 | Thermometers, Electronic, Thermistor/Thermocouple, Patient | Thermometers | Thermometers, Electronic, Thermistor/Thermocouple, Patient | Active | MSH | MSH | 14S | Nursing 14S Medicine |  | Cardinal Health Canada Inc | FastTemp | G0722847 | 2003-05-20 | 350 | 2004-05-20
62211 | Thermometers, Electronic, Thermistor/Thermocouple, Patient | Thermometers | Thermometers, Electronic, Thermistor/Thermocouple, Patient | Active | MSH | MSH | 14S | Nursing 14S Medicine |  | Cardinal Health Canada Inc | FastTemp | G0722849 | 2008-03-19 | 350 | 2009-03-19
62216 | Thermometers, Electronic, Thermistor/Thermocouple, Patient | Thermometers | Thermometers, Electronic, Thermistor/Thermocouple, Patient | Active | MSH | MSH | 10S | ICU | 10th Floor - South Side | Cardinal Health Canada Inc | FastTemp | G0722811 | 2008-03-28 | 350 | 2009-03-28
62222 | Analyzers, Laboratory, Blood Gas/pH | Analyzers | Analyzers, Laboratory, Blood Gas/pH | Active | MSH | MSH | MSH | Haematology | 6 floor | RADIOMETER AMERICA INC | BPH5 | ABL5142R0010N04 | 2008-04-01 | 12900 | 2009-04-01 09:21 | Belongs to Rapid Response Lab supported by Radiometer Canada
62223 | Analyzers, Laboratory, Blood Gas/pH | Analyzers | Analyzers, Laboratory, Blood Gas/pH | Active | MSH | MSH | MSH | Haematology | 6 floor | RADIOMETER AMERICA INC | BPH5 | ABL5142R0012N05 | 2008-04-01 | 12900 | 2009-04-01 09:34 | Belongs to Rapid Response Lab supported by Radiometer Canada
62224 | Thermometers, Electronic, Thermistor/Thermocouple, Patient | Thermometers | Thermometers, Electronic, Thermistor/Thermocouple, Patient | Active | MSH | MSH | 17U | NICU | NICU | Cardinal Health Canada Inc | FastTemp | G0322724 | 2003-05-20 | 350 | 2004-05-20
62226 | Simulators, Multiparameter | Simulators | Simulators, Multiparameter | Active | MSH | MSH | 1 | Biomedical Engineering | Biomedical Eng. | Pronk Technologies | SC-5 | 2010 | 2008-04-02 | 3300 | 2009-04-02
62243 | Thermometers, Electronic, Thermistor/Thermocouple, Patient | Thermometers | Thermometers, Electronic, Thermistor/Thermocouple, Patient | Active | MSH | MSH | 17U | NICU | NICU | Cardinal Health Canada Inc | FastTemp | G0412467 | 2003-05-20 | 350 | 2004-05-20
62244 | Thermometers, Electronic, Thermistor/Thermocouple, Patient | Thermometers | Thermometers, Electronic, Thermistor/Thermocouple, Patient | Active | MSH | MSH | 17U | NICU | NICU | Cardinal Health Canada Inc | Filac 3000 AD | A1957370X | 2003-05-20 | 350 | 2004-05-20
62249 | Thermometers, Electronic, Thermistor/Thermocouple, Patient | Thermometers | Thermometers, Electronic, Thermistor/Thermocouple, Patient | Active | MSH | MSH | 12S | Nursing 12S Medicine |  | Cardinal Health Canada Inc | FastTemp | G0412475 | 2008-03-28 | 350 | 2009-03-28 08:50
62259 | Thermometers, Electronic, Thermistor/Thermocouple, Patient | Thermometers | Thermometers, Electronic, Thermistor/Thermocouple, Patient | Active | MSH | MSH | 17U | NICU | NICU | Cardinal Health Canada Inc | FastTemp | G0417840 | 2003-05-20 | 100 | 2004-05-20
62265 | Apex Locators, Endodontic | Apex Locators | Apex Locators, Endodontic | Active | MSH | MSH | 4 | Dental Clinic | Dentistry | J Morita | DP-ZX-VL | VL8253 | 2008-05-13 | 950 | 2009-05-13 09:11 | Purchased on a card
62266 | Thermometers, Electronic, Thermistor/Thermocouple, Patient | Thermometers | Thermometers, Electronic, Thermistor/Thermocouple, Patient | Active | MSH | MSH | 17U | NICU | NICU | Cardinal Health Canada Inc | FastTemp | G0321633 | 2003-05-20 | 350 | 2004-05-20
62267 | Aspirators, Emergency | Aspirators | Aspirators, Emergency | Active | MSH | MSH | 16U | Respiratory Therapy | CPET | LAERDAL MEDICAL CORP | 780010 | 78080893329 | 2008-05-14 | 851 | 2009-05-14 | New Unit
62270 | Simulators, Multiparameter | Simulators | Simulators, Multiparameter | Active | MSH | MSH | 1 | Biomedical Engineering | Biomedical Eng. | FLUKE BIOMEDICAL | MPS450 | 965102 | 2008-05-16 | 3520 | 2009-05-16 | Purchase price includes 2 BP cables and 2 temperature cables.
62279 | Tonometers, Ophthalmic | Tonometers | Tonometers, Ophthalmic | Active | MSH | MSH | 3 | Emergency | Emergency | Ryazan State Instrument-Making Ent. | 0 | 3986 | 2008-05-29 | 900 | 2009-05-29 09:35
62285 | Thermometers, Electronic, Thermistor/Thermocouple, Patient | Thermometers | Thermometers, Electronic, Thermistor/Thermocouple, Patient | Active | MSH | MSH | 17U | NICU | NICU | Cardinal Health Canada Inc | FastTemp | G0412618 | 2003-05-20 | 350 | 2004-05-20
62286 | Headlights | Headlights | Headlights | Active | MSH | MSH | 3 | EOPS | 3rd (Main) Floor | Welch Allyn | SOLARC | 107663 | 2008-06-09 | 4000 | 2009-06-09
62288 | Aspirators, Emergency | Aspirators | Aspirators, Emergency | Active | MSH | MSH | 10S | Coronary Care Unit | CCU | LAERDAL MEDICAL CORP | 880020 | PL160732 | 2002-06-09 | 501 | 2003-06-03 11:44
62294 | Thermometers, Electronic, Thermistor/Thermocouple, Patient | Thermometers | Thermometers, Electronic, Thermistor/Thermocouple, Patient | Active | MSH | MSH | 17U | NICU | NICU | Cardinal Health Canada Inc | FastTemp | G0321849 | 2003-05-20 | 350 | 2004-05-20
62307 | Thermometers, Electronic, Thermistor/Thermocouple, Patient | Thermometers | Thermometers, Electronic, Thermistor/Thermocouple, Patient | Active | MSH | MSH | 17U | NICU | NICU | Cardinal Health Canada Inc | FastTemp | G0417486 | 2003-05-20 | 350 | 2004-05-20
62309 | Drills | Drills | Drills | Active | MSH | MSH | 3 | Emergency | Emergency | Vidacare | EZ-IO | 036309 | 2008-07-07 | 500 | 2009-07-07 12:25 | lithium battery powered, for vascular access
62310 | Microscopes, Light, Examination | Microscopes | Microscopes, Light, Examination | Active | MSH | MSH | 3 | Emergency | Emergency | Welch Allyn | 75200 | n/a | 2008-07-07 | 500 | 2009-07-07 12:39 | Consists of portable binocular microscope, richargeable battery pack, Medical Power Supply and Charger
62311 | Microscopes, Light, Examination | Microscopes | Microscopes, Light, Examination | Active | MSH | MSH | 3 | Emergency | Emergency | Welch Allyn | 20501 | n/a | 2008-07-07 | 500 | 2009-07-07 13:36 | Comes with Richargeable Battery Pack,ref 75200;Charger, Model 74180.
62317 | Sphygmomanometers, Electronic, Automatic | Sphygmomanometers | Sphygmomanometers, Electronic, Automatic | Active | MSH | 60MURR | 5 | Leadership Sinai Center For Diabetes | Diabetes Unit | CRITIKON CANADA LTD | PRO 100 V2 | 010M2019048 | 2002-07-16 | 3001 |  | BATTERY, SLA. Battery last replaced in March 2013. This unit has been in service for some years.
62323 | Thermometers, Electronic, Thermistor/Thermocouple, Patient | Thermometers | Thermometers, Electronic, Thermistor/Thermocouple, Patient | Active | MSH | MSH | 17U | NICU | NICU | Cardinal Health Canada Inc | FastTemp | G0416565 | 2003-05-20 | 350 | 2004-05-20
62324 | Thermometers, Electronic, Thermistor/Thermocouple, Patient | Thermometers | Thermometers, Electronic, Thermistor/Thermocouple, Patient | Active | MSH | MSH | 14S | Nursing 14S Medicine |  | Cardinal Health Canada Inc | FastTemp | G0717334 | 2003-05-20 | 350 | 2004-05-20
62326 | Thermometers, Electronic, Thermistor/Thermocouple, Patient | Thermometers | Thermometers, Electronic, Thermistor/Thermocouple, Patient | Active | MSH | MSH | 14S | Nursing 14S Medicine |  | Cardinal Health Canada Inc | FastTemp | G0624296 | 2003-05-20 | 350 | 2004-05-20
62365 | Thermometers, Electronic, Thermistor/Thermocouple, Patient | Thermometers | Thermometers, Electronic, Thermistor/Thermocouple, Patient | Active | MSH | MSH | 1 | Biomedical Engineering | Biomedical Eng. | Cardinal Health Canada Inc | FastTemp | G0322533 | 2003-05-20 | 350 | 2004-05-20 | Came from ER. They use the new model. We can provide it to another department.
62367 | Thermometers, Electronic, Thermistor/Thermocouple, Patient | Thermometers | Thermometers, Electronic, Thermistor/Thermocouple, Patient | Active | MSH | MSH | 17U | NICU | NICU | Cardinal Health Canada Inc | FastTemp | G0322562 | 2003-05-20 | 350 | 2004-05-20
62369 | Simulators, Transducer Output, Invasive Blood Pressure | Simulators | Simulators, Transducer Output, Invasive Blood Pressure | Active | MSH | MSH | 1 | Biomedical Engineering | Biomedical Eng. | Edwards Lifescience | PXCAL | 005003 | 2008-09-05 | 2001 | 2009-09-05 | The unit has been in service for some time. It was given to us by the Edwards when the hospital switched to their disposable transducers.
62372 | Handpieces, Dental | Handpieces | Handpieces, Dental | Active | MSH | MSH | 4 | Dental Clinic | Dentistry | NSK Nakanishi Inc | NE111 | A8602047 | 2008-09-09 | 2832.01 | 2009-09-09 13:44 | Advanced Surgical System With High Precision Torque Control
62377 | Thermometers, Electronic, Thermistor/Thermocouple, Patient | Thermometers | Thermometers, Electronic, Thermistor/Thermocouple, Patient | Active | MSH | MSH | 17U | NICU | NICU | Cardinal Health Canada Inc | FastTemp | G0412529 | 2003-05-20 | 350 | 2004-05-20
62380 | Electrosurgical Units | Electrosurgical Units | Electrosurgical Units | Active | MSH | 60MURR | 4 | Family Practice Clinic | Family Practice | CONMED CORP | 7-900-115 | 08GGJ 032 | 2008-09-11 | 2000 | 2009-09-11
62391 | Thermometers, Electronic | Thermometers | Thermometers, Electronic | Active | MSH | MSH | 1 | Biomedical Engineering | Biomedical Eng. | Control Company | 15551-000 | 80438630 | 2008-09-29 | 201 | 2009-09-29 16:45 | This unit was purchased for Biomedical Engineering by the Clinical Labs for testing blood warmers. The calibration certificate expires on July 31, 2010. At that time they will purchase us another one. Certificaiton complies with ISO 9001, ISO/IEC 17025 and ANNSI/NCSL Z540-1. Certification number: 4373-1940929. Uses G-13 battery
62395 | Monitors, Physiologic, Patient Transport | Monitors, Physiologic | Monitors, Physiologic, Patient Transport | Active | MSH | MSH | MSH | Cath Lab | CATH LAB | PROTOCOL SYSTEMS INC | 246 | GA008145 | 2008-10-07 | 20001 | 2008-10-07 | BATTERY, SLA. This unit has been in service for approximately five years. SpO2/battery option 210, s/n 03322010
62398 | Monitors, Vital Signs | Monitors, Vital Signs | Monitors, Vital Signs | Active | MSH | MSH | MSH | Genetics - Fred A. Litwin | Litwin Genetics Ctr. | Welch Allyn | 53N00 | JA067364 | 2008-10-16 | 3325.4099 | 2009-08-29 | BATTERY SLA. The monitor was $3,025.43 and the stand $299.98. All expenses incurred during repairs to this monitor are to be charged to cost centre 100-4171630000
62408 | Thermometers, Electronic, Thermistor/Thermocouple, Patient | Thermometers | Thermometers, Electronic, Thermistor/Thermocouple, Patient | Active | MSH | MSH | 4 | Dental Clinic | Dentistry | Cardinal Health Canada Inc | FastTemp | G0412463 | 2008-03-19 | 350 | 2009-03-19
62421 | Treadmills | Treadmills | Treadmills | Active | MSH | MSH | 6 | JDMI - Nuclear Medicine | 15 floor | GE Healthcare | T2000 | D8Y52178M | 2005-11-01 | 7900 | 2006-11-01
62432 | Apex Locators, Endodontic | Apex Locators | Apex Locators, Endodontic | Active | MSH | MSH | 4 | Dental Clinic | Dentistry | J Morita | DP-ZX-VL | WG8126 | 2008-11-05 | 5001 | 2009-11-05 09:15
62476 | Ultrasonic Scaling Unit | Ultrasonic Scaling Unit | Ultrasonic Scaling Unit | Active | MSH | MSH | 4 | Dental Clinic | Dentistry | CAULK DENTSPLY | GEN.-131 | G131-14271 | 2008-11-14 | 1823.02 | 2009-11-14 11:21
62483 | Monitors, Vital Signs | Monitors, Vital Signs | Monitors, Vital Signs | Active | MSH | MSH | 7 | EOPS | 7th Floor | Welch Allyn | 53NTP | JA010225 | 2007-07-25 | 3501 | 2008-07-25 | Battery SLA. The price includes the monitor and roll stannd.
62485 | Electrosurgical Units | Electrosurgical Units | Electrosurgical Units | Active | MSH | MSH | 7 | SURGICAL SUITE (COMBINED WITH CYSTO) | 7th Floor - OR | Valleylab Covidien Div Covidien (US) | Force Triad | T8I8444E | 2008-11-20 | 20001 | 2009-11-20 | Evaluation
62497 | Thermometers, Electronic, Thermistor/Thermocouple, Patient | Thermometers | Thermometers, Electronic, Thermistor/Thermocouple, Patient | Active | MSH | MSH | 10S | Nursing 10S Geriatrics | Cardiology | Cardinal Health Canada Inc | FastTemp | G0416596 | 2008-01-08 | 288.4 | 2009-01-08
62500 | Incubators, Infant, Transport | Incubators | Incubators, Infant, Transport | Active | MSH | MSH | 17U | NICU | NICU | AIRBORNE LIFE SUPPORT SYSTEMS | Voyager | 559 | 2008-12-09 | 39053 | 2009-12-09 | switched with other AID
62501 | Monitors, Physiologic, Patient Transport | Monitors, Physiologic | Monitors, Physiologic, Patient Transport | Active | MSH | MSH | 17U | NICU | NICU | Welch Allyn | PROPAQ CS - 244 | GA108032 | 2008-12-09 | 11835 | 2009-12-09
62503 | IOLMaster Optical Biometry | IOLMaster Optical Biometry | IOLMaster Optical Biometry | Active | MSH | 60MURR | 1 | Ophthalmology Clinic | Ophthalmology | CARL ZEISS CANADA LTD. | 1322-734 | 1007550 | 2008-12-11 | 30000 | 2009-12-11
62504 | Monitors, Vital Signs | Monitors, Vital Signs | Monitors, Vital Signs | Active | MSH | MSH | MSH | Cath-Physiology Lab | Cath-Physiology Lab | GE Healthcare | V100 | SDT08460133SP | 2008-12-12 | 2931.8501 | 2009-12-12 16:42
62516 | Thermometers, Electronic, Thermistor/Thermocouple, Patient | Thermometers | Thermometers, Electronic, Thermistor/Thermocouple, Patient | Active | MSH | MSH | 17U | NICU | NICU | Cardinal Health Canada Inc | FastTemp | G1212497 | 2003-05-20 | 350 | 2004-05-20
62533 | Testers, Oxygen Concentrator | Testers | Testers, Oxygen Concentrator | Active | MSH | MSH | 1 | Biomedical Engineering | Biomedical Eng. | SALTER LABORATORIES | PRO2ELITE-1 | PE253611 | 2009-02-05 | 895 | 2010-02-05 13:46 | No PM
62550 | Thermometers, Electronic, Thermistor/Thermocouple, Patient | Thermometers | Thermometers, Electronic, Thermistor/Thermocouple, Patient | Active | MSH | MSH | 17U | NICU | NICU | Cardinal Health Canada Inc | FastTemp | G0416773 | 2009-02-24 | 350 | 2010-02-24 08:46
62553 | Thermometers, Electronic, Thermistor/Thermocouple, Patient | Thermometers | Thermometers, Electronic, Thermistor/Thermocouple, Patient | Active | MSH | MSH | 14N | Nursing 14N Surgery |  | Cardinal Health Canada Inc | FastTemp | G0418412 | 2009-02-24 | 251
62563 | Thermometers, Electronic, Thermistor/Thermocouple, Patient | Thermometers | Thermometers, Electronic, Thermistor/Thermocouple, Patient | Active | MSH | MSH | 12S | Nursing 12S Medicine |  | Cardinal Health Canada Inc | FastTemp | G0416939 | 2009-02-26 | 290 |  | out of service
62583 | Thermometers, Electronic, Thermistor/Thermocouple, Patient | Thermometers | Thermometers, Electronic, Thermistor/Thermocouple, Patient | Active | MSH | MSH | 12S | Nursing 12S Medicine |  | Cardinal Health Canada Inc | FastTemp | G0321116 | 2003-09-01 | 350 | 2004-09-01
62586 | Thermometers, Electronic, Thermistor/Thermocouple, Patient | Thermometers | Thermometers, Electronic, Thermistor/Thermocouple, Patient | Active | MSH | MSH | 10S | Nursing 10S Geriatrics | Cardiology | Cardinal Health Canada Inc | FastTemp | G0416605 | 2009-03-10 | 350 | 2010-03-09
62612 | Monitors, Physiologic, Patient Transport | Monitors, Physiologic | Monitors, Physiologic, Patient Transport | Active | MSH | MSH | 14N | Nursing 14N Surgical SDU | Step Down Unit | Philips Healthcare | M8002A - MP30 | DE72863057 | 2009-03-27 | 15250 | 2010-03-27 | With X2 SW Ver. G.01.66
62615 | Incubator analyzer | Incubator analyzer | Incubator analyzer | Active | MSH | MSH | 1 | Biomedical Engineering | Biomedical Eng. | FLUKE BIOMEDICAL | INCU | 6050507 | 2009-03-30 | 5001 | 2010-03-30 | PM by Vendor.
62618 | Incubators, Infant, Mobile | Incubators | Incubators, Infant, Mobile | Active | MSH | MSH | 17U | NICU | NICU | OHMEDA DIV THE BOC GROUP INC. | GIRAFFE-OMNIBED | HDGN50239 | 2009-03-31 | 50000 | 2010-03-31 | Accessory Attached:- Post Assy # 0217-53-800, EASI Load E-Cylinder Hlder # 6600-0836-800, Manometer Assy # 0217-5377-800, Instrument Shelf # 6600-0865-700. Infant Scale SN: 318579
62631 | Warming Units, Patient, Radiant, Infant, Mobile | Warming Units | Warming Units, Patient, Radiant, Infant, Mobile | Active | MSH | MSH | 15U | Obstetrical Suite (L&D) | L&D | GE Healthcare | Panda iRes | HDJN50453 | 2009-04-06 | 35000 | 2010-04-06
62632 | Warming Units, Patient, Radiant, Infant, Mobile | Warming Units | Warming Units, Patient, Radiant, Infant, Mobile | Active | MSH | MSH | 15U | Obstetrical Suite (L&D) | L&D | GE Healthcare | Panda iRes | HDJN50454 | 2009-04-06 | 35000 | 2010-04-06 | 28Jan15 SpO2 module upgraded.
62633 | Warming Units, Patient, Radiant, Infant, Mobile | Warming Units | Warming Units, Patient, Radiant, Infant, Mobile | Active | MSH | MSH | 15U | Obstetrical Suite (L&D) | L&D | GE Healthcare | Panda iRes | HDJN50455 | 2009-04-06 | 35000 | 2010-04-06
62634 | ELECTROCARDIOGRAPHS, MULTI-CHANNEL | Electrocardiographs | Electrocardiographs, Multichannel | Active | MSH | MSH | MSH | ECG Unit | MSH-600 Uni-16-ECG Clinic | Philips Healthcare | 860315 - TC70 | US30902475 | 2009-04-07 | 18450 | 2010-04-07 | Battery Li. Battery Date: October 2021 Triton 16 lead PIM, s/n CN60911480
62635 | ELECTROCARDIOGRAPHS, MULTI-CHANNEL | Electrocardiographs | Electrocardiographs, Multichannel | Active | MSH | MSH | 16U | ECG Unit | ECG Department | Philips Healthcare | 860315 - TC70 | US30902476 | 2009-04-07 | 18450 | 2010-04-07 | Battery Li, Triton 16 lead PIM, s/n CN60911475. Set for old and new wireless networks. Battery last replaced February 2016. Prints 3 copies. NEW PIM SN CND1646655 (12 lead) Aug 27 2020 - Test network uploaded
62637 | Surgical Illuminator | Surgical Illuminator | Surgical Illuminator | Active | MSH | MSH | MSH | ENT Clinic | MSH, ENT( new) | Welch Allyn | CL 100 | 100 002 971 | 2009-04-08 | 10000 | 2010-04-08 09:21
62639 | Aspirators, Emergency | Aspirators | Aspirators, Emergency | Active | MSH | MSH | MSH | Respiratory Therapy | Respiratory | LAERDAL MEDICAL CORP | 880020 | PL161187 | 2002-06-09 | 501 | 2003-06-03
62640 | Monitors, Bedside, Fetal | Monitors | Monitors, Bedside, Fetal | Active | MSH | MSH | 15M | Nursing 15 Murray/Antenatal | Antenatal | Philips Healthcare | M2703A - FM30 | DE53109183 | 2009-04-09 | 26000 | 2010-04-09
62646 | Humidifiers, Heated | Humidifiers | Humidifiers, Heated | Active | MSH | MSH | 17U | Respiratory Therapy | NICU | FISHER & PAYKEL MEDICAL INC | MR850 JHU | 081030035853 | 2009-04-09 | 1601 | 2009-04-09
62651 | Air-oxygen Blender | Air-oxygen Blender | Air-oxygen Blender | Active | MSH | MSH | 17U | NICU | NICU | Viasys Healthcare | 10065 | AJF09202 | 2009-04-14 | 1501 | 2010-04-14 | On transport asset 53076
62658 | Scales, Patient, Floor | Scales | Scales, Patient, Floor | Active | MSH | 60MURR | 4 | Family Practice Clinic | 4th Floor | SECA CORP | 644 1321139 | 1644026063587 | 2006-04-16 | 5001 | 2007-04-16
62659 | Scales, Patient, Floor | Scales | Scales, Patient, Floor | Active | MSH | 60MURR | 4 | FAMILY MEDICINE | 4th Floor | SECA CORP | 644 1321139 | 1644044064680 | 2006-04-16 | 5001 | 2007-04-16
62668 | Otoscope/Ophthalmascope | Otoscope/Ophthalmascope | Otoscope/Ophthalmascope | Active | MSH | MSH | 16N | Emergency | Annex | Welch Allyn | 767 | #1 portable W-A | 2009-04-30 | 501 | 2010-04-30
62669 | Otoscope/Ophthalmascope | Otoscope/Ophthalmascope | Otoscope/Ophthalmascope | Active | MSH | MSH | 10S | Nursing 10S Geriatrics | 10th Floor - South Side | Welch Allyn | 767 | #2 portable W-A | 2009-04-30 | 501 | 2010-04-30
62672 | Otoscope/Ophthalmascope | Otoscope/Ophthalmascope | Otoscope/Ophthalmascope | Active | MSH | MSH | 3 | Emergency | Emergency | Welch Allyn | 767 | #3 W-A | 2009-04-30 | 501 | 2010-04-30
62684 | Thermometers, Electronic, Thermistor/Thermocouple, Patient | Thermometers | Thermometers, Electronic, Thermistor/Thermocouple, Patient | Active | MSH | MSH | 10S | Coronary Care Unit |  | Cardinal Health Canada Inc | FastTemp | G0412716 | 2003-05-20 | 350 | 2004-05-20 | Add to database on May14,2009
62687 | Thermometers, Electronic, Thermistor/Thermocouple, Patient | Thermometers | Thermometers, Electronic, Thermistor/Thermocouple, Patient | Active | MSH | MSH | 10S | Nursing 10S Geriatrics | Cardiology | Cardinal Health Canada Inc | FastTemp | G0320750 | 2009-05-14 | 350 | 2004-05-20
62693 | Aspirators, Emergency | Aspirators | Aspirators, Emergency | Active | MSH | MSH | 5 | JDMI - Angio/Interventional | Medical Imaging | LAERDAL MEDICAL CORP | 780010 | 78080957202 | 2009-05-26 | 851 | 2010-05-26
62696 | ELECTROCARDIOGRAPHS, MULTI-CHANNEL | Electrocardiographs | Electrocardiographs, Multichannel | Active | MSH | MSH | 3 | Emergency | Emergency | Philips Healthcare | 860315 - TC70 | US50902717 | 2009-05-26 | 20001 | 2010-05-26 | Battery Li, Triton 16 lead PIM, s/n CN11536500. Set for old and new wireless networks. Replacemenbt deal for the PWT, replaces 60102 (ER 1). Batteries last replaced in Sept. 2014. Prints 3 copies. "communication is there, we do not see AP's name and IP address but it is ok. That does not effect the connection"
62698 | ELECTROCARDIOGRAPHS, MULTI-CHANNEL | Electrocardiographs | Electrocardiographs, Multichannel | Active | MSH | MSH | MSH | ECG Unit | MSH-600 Uni-16-ECG Clinic | Philips Healthcare | 860315 - TC70 | US50902719 | 2009-05-26 | 20001 | 2010-05-26 | Battery Li. Replaced: October 2021 Philips exchanged PIM, sn.CN40912274 with sn.CN70912745, 12.16.2013. Replacement deal for the PWT
62699 | ELECTROCARDIOGRAPHS, MULTI-CHANNEL | Electrocardiographs | Electrocardiographs, Multichannel | Active | MSH | MSH | 1 | Biomedical Engineering | 1st Floor biomed | Philips Healthcare | 860315 - TC70 | US50902720 | 2009-05-26 | 20001 | 2010-05-26 | Battery Li. Front battery replaced in Sep.2014. Replacement deal for the PWT Deleted inboxes and iECG database access so the unit could be used in Outpatient Oncology temporarily. Now it's stored in biomed
62700 | ELECTROCARDIOGRAPHS, MULTI-CHANNEL | Electrocardiographs | Electrocardiographs, Multichannel | Active | MSH | MSH | 16N | ECG Unit | 16th Floor - North Side | Philips Healthcare | 860315 - TC70 | US50902721 | 2009-05-26 | 20001 | 2010-05-26 | Battery Li. Replaced front and back batteries in NOV 2016 Replaces 60096. Replacement deal for the PWT
62701 | ELECTROCARDIOGRAPHS, MULTI-CHANNEL | Electrocardiographs | Electrocardiographs, Multichannel | Active | MSH | MSH | 16N | 16N Med/Surg Temp Surge | 16th Floor - North Side | Philips Healthcare | 860315 - TC70 | US50902722 | 2009-05-26 | 20001 | 2010-05-26 | Battery Li. Set for old and new wireless networks. Replacement deal for the PWT. Replaces 60095. Battery Date: SEPT 2016 Relocated to 16N surge - Nov 22/24 (listed previously under 16ECG clinic)
62702 | ELECTROCARDIOGRAPHS, MULTI-CHANNEL | Electrocardiographs | Electrocardiographs, Multichannel | Active | MSH | MSH | 10S | Coronary Care Unit | CCU | Philips Healthcare | 860315 - TC70 | US50902723 | 2009-05-26 | 18450 | 2010-05-26 | Battery Li
62703 | ELECTROCARDIOGRAPHS, MULTI-CHANNEL | Electrocardiographs | Electrocardiographs, Multichannel | Active | RCC | RCC | RCC | RCC | 2WF | Philips Healthcare | 860315 - TC70 | US50902724 | 2009-05-26 | 18450 | 2010-05-26 | Battery Li - replaced feb 2017 Replacement deal for the PWT. Replaces 51791. Repurposed for RCC. Aug 2/24
62704 | ELECTROCARDIOGRAPHS, MULTI-CHANNEL | Electrocardiographs | Electrocardiographs, Multichannel | Active | MSH | MSH | 14N | Nursing 14N Surgery |  | Philips Healthcare | 860315 - TC70 | US50902725 | 2009-05-26 | 20001 | 2010-05-26 | Battery Li - replaced may 2016 Replacement deal for the PWT
62705 | ELECTROCARDIOGRAPHS, MULTI-CHANNEL | Electrocardiographs | Electrocardiographs, Multichannel | Active | MSH | MSH | 11S | Nursing 11S Medicine |  | Philips Healthcare | 860315 - TC70 | US50902726 | 2009-05-26 | 20001 | 2010-05-26 | Battery Li Replacement deal for the PWT (replaces 62194)
62710 | Pulse CO-Oximeter | Pulse CO-Oximeter | Pulse CO-Oximeter | Active | MSH | MSH | MSH | EOPS | DEMO | MASIMO | Radical-7 | 134502 | 2009-06-09 | 5001 | 2010-06-09
62711 | Light Sources, Fiberoptic | Light Sources | Light Sources, Fiberoptic | Active | MSH | MSH | 15U | Fetal Assessment Unit | Rm 15-207 | CIRCON ACMI | ALU-2B | MK2958 | 2009-06-09 | 2000 | 2010-06-09
62712 | Docking Station | Docking Station | Docking Station | Active | MSH | MSH | MSH | Respiratory Therapy | Respiratory Therapy | MASIMO | 1310 | 082774 | 2009-06-11 | 2001 | 2010-06-11 | COT study - equipment support is provided by Masimo
62714 | Docking Station | Docking Station | Docking Station | Active | MSH | MSH | MSH | Respiratory Therapy | Respiratory Therapy | MASIMO | 1310 | 088188 | 2009-06-11 | 2001 | 2010-06-11 | COT study - equipment support is provided by Masimo
62716 | Aspirators, Emergency | Aspirators | Aspirators, Emergency | Active | MSH | MSH | 7 | SURGICAL SUITE (COMBINED WITH CYSTO) | OR | LAERDAL MEDICAL CORP | 780010 | 78090957560 | 2009-06-16 | 851 | 2010-06-16
62718 | Aspirators, Emergency | Aspirators | Aspirators, Emergency | Active | MSH | MSH | 7 | SURGICAL SUITE (COMBINED WITH CYSTO) | O.R | LAERDAL MEDICAL CORP | 780010 | 78090957568 | 2009-06-16 | 851 | 2010-06-16
62719 | Stimulators, Electrical, Peripheral Nerve, Analgesic, Transcutaneous | Stimulators | Stimulators, Electrical, Peripheral Nerve, Analgesic, Transcutaneous | Active | MSH | MSH | MSH | Anesthesia | OR-Anesthesia | FISHER & PAYKEL MEDICAL INC | NS242 | 2001-24AUU00739 | 2009-06-19 | 5001 |  | The unit has been in service for some time.
62744 | Tables, Examination/Treatment, Adjustable | Tables | Tables, Examination/Treatment, Adjustable | Active | MSH | MSH | MSH | IVF Clinic | IVF Clinic, Rm 2 | MIDMARK CORP | 222-016 | 712992 | 2009-07-13 | 5001 | 2010-07-13 13:44 | IVF Clinic, 250 Dundas St. W.
62745 | Light Sources, Fiberoptic | Light Sources | Light Sources, Fiberoptic | Active | MSH | MSH | MSH | IVF Clinic | IVF Clinic, Rm 2 | OLYMPUS CORP MEDICAL INSTRUMENT DIV | CLH-SC | 7727231 | 2009-07-13 | 10001 | 2010-07-13 13:51 | IVF Clinic, 250 Dundas St. W.
62746 | Video Systems, Endoscopic | Video Systems | Video Systems, Endoscopic | Active | MSH | IVF-Dundas | 7 | IVF Clinic | IVF Clinic Room 2 | OLYMPUS CORP MEDICAL INSTRUMENT DIV | OTV-S7 | 7561447 | 2009-07-13 | 20001 | 2010-07-13 | IVF Clinic, 250 Dundas St. W.
62748 | Display Monitor, Flat Panel | Display Monitor | Display Monitor, Flat Panel | Active | MSH | MSH | MSH | IVF Clinic | IVF Clinic, Rm 2 | SONY MEDICAL ELECTRONICS DIV | LMD-2140MD | 2012508 | 2009-07-13 | 5001 | 2010-07-13 14:09 | IVF Clinic, 250 Dundas St. W.
62750 | Aspirators, Emergency | Aspirators | Aspirators, Emergency | Active | MSH | MSH | MSH | IVF Clinic | IVF Clinic, Rm 2 | William A. Cook | K-MAR-5100 | K5534 | 2009-07-13 | 5001 | 2010-07-13 14:22 | IVF Clinic, 250 Dundas St. W. Entela file# 10016-2
62758 | Thermometers, Electronic, Thermistor/Thermocouple, Patient | Thermometers | Thermometers, Electronic, Thermistor/Thermocouple, Patient | Active | MSH | MSH | 17U | NICU | NICU | Cardinal Health Canada Inc | FastTemp | G0717667 | 2009-07-17 | 350 | 2010-07-17 | new thermometer with new probe 7.17.2009
62765 | Thermometers, Electronic, Thermistor/Thermocouple, Patient | Thermometers | Thermometers, Electronic, Thermistor/Thermocouple, Patient | Active | MSH | MSH | 12N | General Oncology Clinic | Oncology | Cardinal Health Canada Inc | FastTemp | G0322196 | 2003-05-20 | 350 | 2004-05-20
62769 | Oximeters, Pulse | Oximeters | Oximeters, Pulse | Active | MSH | MSH | 3 | Emergency | Emergency | CRITICARE SYSTEMS INC | 504DXP | 40835380 | 2009-08-17 | 5001 | 2009-08-17 | This unit is at Mt. Sinai Hospital for a research project lasting approximately 1 1/2 years. Contact Michelle Loftus, 8330 This unit replaces 62306, which was removed from service soon after its acceptance date.
62774 | Thermometers, Electronic, Thermistor/Thermocouple, Patient | Thermometers | Thermometers, Electronic, Thermistor/Thermocouple, Patient | Active | MSH | MSH | 10S | Nursing 10S Geriatrics | Cardiology | Cardinal Health Canada Inc | FastTemp | G0417231 | 2003-05-20 | 350 | 2004-05-20
62776 | Thermometers, Electronic, Thermistor/Thermocouple, Patient | Thermometers | Thermometers, Electronic, Thermistor/Thermocouple, Patient | Active | MSH | MSH | 10S | Nursing 10S Geriatrics | Cardiology | Cardinal Health Canada Inc | FastTemp | G0416778 | 2003-05-20 | 350 | 2004-05-20
62779 | Incubators, Infant, Transport | Incubators | Incubators, Infant, Transport | Active | MSH | MSH | 17U | NICU | NICU | AIRBORNE LIFE SUPPORT SYSTEMS | Voyager | 615 | 2009-09-24 | 61000 | 2010-09-24 | 4 Tank storage SN#136
62780 | Monitors, Physiologic, Patient Transport | Monitors, Physiologic | Monitors, Physiologic, Patient Transport | Active | MSH | MSH | 17U | NICU | NICU | Welch Allyn | PROPAQ CS - 244 | GA108750 | 2009-09-24 | 30000 | 2010-09-24 | Attached within transport incubator Asset# 62779
62781 | Aspirators | Aspirators | Aspirators | Active | MSH | MSH | 17U | NICU | NICU | Precision Medical Inc | PM65 | 032561 | 2009-09-24 | 1001 | 2010-09-24 | Attached within transport Incubator SN # 62779
62789 | Curing Light | Curing Light | Curing Light | Active | MSH | MSH | 4 | Dental Clinic | Dentistry | CAULK DENTSPLY | 700 | 23123 | 2009-10-08 | 600 | 2010-10-08 10:16
62790 | Thermometers, Electronic, Thermistor/Thermocouple, Patient | Thermometers | Thermometers, Electronic, Thermistor/Thermocouple, Patient | Active | MSH | MSH | 17U | NICU | NICU | Cardinal Health Canada Inc | FastTemp | G0322222 | 2003-05-20 | 350 | 2004-05-20
62792 | Aspirators, Emergency | Aspirators | Aspirators, Emergency | Active | MSH | MSH | 7 | PACU | PACU | LAERDAL MEDICAL CORP | 780010 | 78310850177 | 2009-09-30 | 851 | 2010-09-30 | New Unit
62799 | Thermometers, Electronic, Infrared | Thermometers | Thermometers, Electronic, Infrared | Active | MSH | 60MURR | 1 | Occ Health & Safety | Occ Health & Safety | Cardinal Health Canada Inc | Genius 2 | N09076214 | 2009-10-22 | 249 | 2012-10-22
62803 | Heat Carrier Equipment | Heat Carrier Equipment | Heat Carrier Equipment | Active | MSH | MSH | 4 | Dental Clinic | Dentistry | SybronEndo | 5004 | 54-38928 | 2009-10-23 | 997 | 2010-10-23 11:15 | Includes Model7994 9VDC power adaptor by EDS
62805 | Electric Lab Handpiece | Electric Lab Handpiece | Electric Lab Handpiece | Active | MSH | MSH | 4 | Dental Clinic | Dentistry |  |  | 08S HE 042 | 2009-10-26 | 615 | 2010-10-26 09:19
62808 | Treatment Cabinet | Treatment Cabinet | Treatment Cabinet | Active | MSH | MSH | MSH | ENT Clinic | MSH, Room 413-11 | Dulong Medtech | S160070D | S160070D-07808 | 2009-10-29 | 5001 | 2010-10-29 11:24
62809 | Treatment Cabinet | Treatment Cabinet | Treatment Cabinet | Active | MSH | MSH | MSH | ENT Clinic | MSH, Room 413-12 | Dulong Medtech | S160070D | S160070D-07809 | 2009-10-29 | 5001 | 2010-10-29 11:24
62810 | Treatment Cabinet | Treatment Cabinet | Treatment Cabinet | Active | MSH | MSH | MSH | ENT Clinic | MSH, Room 413-2 | Dulong Medtech | S160070D | S160070D-07811 | 2009-10-29 | 5001 | 2010-10-29 11:24
62811 | Treatment Cabinet | Treatment Cabinet | Treatment Cabinet | Active | MSH | MSH | MSH | ENT Clinic | MSH, Room 413-6 | Dulong Medtech | S160070D | S160070D-07810 | 2009-10-29 | 5001 | 2010-10-29 11:24
62812 | Retinal Camera | Retinal Camera | Retinal Camera | Active | MSH | MSH | MSH | Ophthalmology Clinic | MSH, Eye Clinic | TOPCON INSTRUMENTS CORP OF AMERICA | TRC-50IX | 175480 | 2009-10-29 | 50001 | 2010-10-29 11:46
62834 | Computers | Computers | Computers | Active | MSH | MSH | MSH | Heart Function Clinic | Heart Failure 15thfl | Dell Computers | DCME | DT20CK1 | 2009-11-26 | 6056 | 2010-11-26 12:24
62835 | Video Monitor | Video Monitor | Video Monitor | Active | MSH | MSH | MSH | Heart Function Clinic | H.F.C 15th fl | Dell Computers | S2009Wb | CN0W648J-7426193E2695 | 2009-11-26 | 501 | 2010-11-26 12:37 | Part of System
62836 | Monitoring Systems, Physiologic, Stress Exercise | Monitoring Systems | Monitoring Systems, Physiologic, Stress Exercise | Active | MSH | MSH | MSH | Heart Function Clinic | HFC 16 South | Sun Tech Medical Inc. | Tango | M000020545 | 2009-11-26 | 9300 | 2012-11-25 | Image Monitoring Inc - 3 year warranty. Vendor replaced the unit sn.M00006051 with a new one sn.M00020545, 11.05.2012. Vendor has a contract with RT department
62837 | Stationary CPET | Stationary CPET | Stationary CPET | Active | MSH | MSH | MSH | Heart Function Clinic | HFC 15th fl | COSMED | C09073-02-99 | 2009100177 | 2009-11-26 | 29995 | 2012-11-26 | Vendor has a contract with RT department
62838 | Carts | Carts | Carts | Active | MSH | MSH | MSH | Heart Function Clinic | HFC 15th fl | COSMED | C02900-02-04 | 2008070007 | 2009-11-26 | 1001 | 2012-11-26 | Image Monitoring Inc 3 year warranty. Vendor has a contract with RT department
62839 | Exercisers, Bicycle | Exercisers | Exercisers, Bicycle | Active | MSH | MSH | MSH | Heart Function Clinic | HFC 15th fl | Ergoline | ERG161205 | 2009001393 | 2009-11-26 | 5995 | 2012-11-26 | Image Monitoring Inc. Vendor has a contract with RT department
62840 | Printers, Label | PRINTERS | Printers, Label | Active | MSH | MSH | MSH | Heart Function Clinic | HFC 15th fl | LEXMARK | E260D | 72L5BKL | 2009-11-26 | 400 | 2012-11-26 | Image Monitoring Inc 3 year warranty
62874 | Gutta Perch cone searing unit | Gutta Perch cone searing unit | Gutta Perch cone searing unit | Active | MSH | MSH | 4 | Dental Clinic | Dentistry | SybronEndo | 5004 | 54-40241 | 2009-12-17 | 2001 | 2010-12-17 09:35
62899 | Portable oxygen monitor | Portable oxygen monitor | Portable oxygen monitor | Active | MSH | MSH | 18 | Respiratory Therapy | ICU | Teledyne Analytical Instruments | MX300-I | 280056 | 2010-01-12 | 802.5 | 2011-01-12 09:16
62900 | Portable oxygen monitor | Portable oxygen monitor | Portable oxygen monitor | Active | MSH | MSH | 18 | Respiratory Therapy | ICU | Teledyne Analytical Instruments | MX300-I | 280057 | 2010-01-12 | 802.5 | 2011-01-12 09:42
62905 | Air-oxygen Blender | Air-oxygen Blender | Air-oxygen Blender | Active | MSH | MSH | 17U | Respiratory Therapy | NICU | Sechrist Industries | 3500HL - Air-Oxygen Mixer | H43741 | 1998-01-01 | 0 | 1999-01-01
62908 | Air-oxygen Blender | Air-oxygen Blender | Air-oxygen Blender | Active | MSH | MSH | 17U | Respiratory Therapy | 17th Floor - University Side | Sechrist Industries | HL3500 | H42404 | 1998-01-26 | 0 | 1999-01-26
62909 | Thermometers, Electronic, Thermistor/Thermocouple, Patient | Thermometers | Thermometers, Electronic, Thermistor/Thermocouple, Patient | Active | MSH | MSH | 3 | EOPS | 3rd (Main) Floor | Cardinal Health Canada Inc | FastTemp | G0320694 | 2008-03-28 | 350 | 2009-03-28
62910 | Thermometers, Electronic, Thermistor/Thermocouple, Patient | Thermometers | Thermometers, Electronic, Thermistor/Thermocouple, Patient | Active | MSH | MSH | 3 | EOPS | 3rd (Main) Floor | Cardinal Health Canada Inc | FastTemp | G0319201 | 2008-03-28 | 350 | 2009-03-28
62911 | Air-oxygen Blender | Air-oxygen Blender | Air-oxygen Blender | Active | MSH | MSH | 17U | Respiratory Therapy | NICU | Sechrist Industries | HL3500 | H43756 | 1998-01-27 | 0 | 1999-01-27
62913 | Air-oxygen Blender | Air-oxygen Blender | Air-oxygen Blender | Active | MSH | MSH | 17U | Respiratory Therapy | NICU | Sechrist Industries | HL3500 | H43747 | 1998-01-01 | 0 | 1999-01-01
62915 | Air-oxygen Blender | Air-oxygen Blender | Air-oxygen Blender | Active | MSH | MSH | 17U | Respiratory Therapy | NICU | Sechrist Industries | HL3500 | H42409 | 1998-01-01 | 0 | 1999-01-01
62916 | Air-oxygen Blender | Air-oxygen Blender | Air-oxygen Blender | Active | MSH | MSH | 17U | Respiratory Therapy | NICU | Sechrist Industries | HL3500 | H43753 | 1998-01-01 | 0 | 1999-01-01
62917 | Urodynamic Measurement Systems | Urodynamic Measurement Systems | Urodynamic Measurement Systems | Active | MSH | OPG | 8th Floor | Urogynaecology-OPG | 8th Floor | LIFE-TECH INC | 3011A | 0J3340003 | 2010-02-01 | 25000 | 2011-02-01 | Urolab Opus-VI advanced urodynamic system consists of Uropump III (s/n0J3340003), profilometer (s/n 0J2930010), uroflow chair w/funnel (s/n 0J2960009), abdominal cable, uretheral cable, vesicle cable and abdominal catheter, single sensor.
62918 | Urodynamic Measurement Systems | Urodynamic Measurement Systems | Urodynamic Measurement Systems | Active | MSH | OPG | 3rd Floor | Urogynaecology-OPG | 3rd Floor | LIFE-TECH INC | 3011A | 0J3340003 | 2010-02-01 | 25000 | 2011-02-01 | Urolab Opus-VI advanced urodynamic system consists of Uropump III (s/n0J3340003), profilometer (s/n 0J2930010), uroflow chair w/funnel (s/n 0J2960009), abdominal cable, uretheral cable, vesicle cable and abdominal catheter, single sensor.
62919 | Air-oxygen Blender | Air-oxygen Blender | Air-oxygen Blender | Active | MSH | MSH | 17U | Respiratory Therapy | NICU | Sechrist Industries | HL3500 | H19117 | 1998-02-01 | 5001 | 1999-02-01
62928 | Air-oxygen Blender | Air-oxygen Blender | Air-oxygen Blender | Active | MSH | MSH | 17U | Respiratory Therapy | NICU | Sechrist Industries | HL3500 | H43735 | 1998-02-01 | 301 | 1999-02-01 | RT Supported
62931 | Air-oxygen Blender | Air-oxygen Blender | Air-oxygen Blender | Active | MSH | MSH | 17U | Respiratory Therapy | NICU | Sechrist Industries | 3500HL - Air-Oxygen Mixer | H43744 | 2010-03-01 | 0 | 2011-03-01 | RT supported
62934 | Air-oxygen Blender | Air-oxygen Blender | Air-oxygen Blender | Active | MSH | MSH | 17U | Respiratory Therapy | NICU | Sechrist Industries | 3500HL - Air-Oxygen Mixer | H42407 | 1998-03-08 | 301 | 1999-03-08 | RT supported
62938 | Thermometers, Electronic, Infrared | Thermometers | Thermometers, Electronic, Infrared | Active | MSH | MSH | 10S | Coronary Care Unit | CCU | Cardinal Health Canada Inc | Genius 2 | N13554036 | 2010-03-12 | 249 | 2013-03-12 | April 8, 2013- vendor replaced the unit. Old Serial Number # N12595676. New sn: N13554036, 13.12.09.
62939 | Thermometers, Electronic, Infrared | Thermometers | Thermometers, Electronic, Infrared | Active | MSH | MSH | 10S | Coronary Care Unit | CCU | Cardinal Health Canada Inc | Genius 2 | N12595540 | 2011-02-28 | 195 | 2014-02-28 | April 8, 2013- unit replaced by covidien- Old Serial Number # N10517286
62942 | High Flow Insufflator | High Flow Insufflator | High Flow Insufflator | Active | MSH | MSH | 7 | SURGICAL SUITE (COMBINED WITH CYSTO) | OR 9 | STRYKER CORP | Pneumo Sure | 1002CE034 | 2010-03-19 | 15001 | 2011-03-19 | In OR 9 on Foot Boom
62963 | Thermometers, Electronic, Infrared | Thermometers | Thermometers, Electronic, Infrared | Active | MSH | MSH | 12S | Nursing 12S Medicine |  | Cardinal Health Canada Inc | Genius 2 | N11521240 | 2010-03-25 | 249 | 2013-03-25 | N09102930 has been replaced by vendor. 09.20.10. N10044666 has been replaced by vendor. 10.31.10
62966 | Incubators, Infant, Mobile | Incubators | Incubators, Infant, Mobile | Active | MSH | MSH | 17U | NICU | NICU | OHMEDA DIV THE BOC GROUP INC. | GIRAFFE-OMNIBED | HDGP50263 | 2010-03-30 | 65000 | 2011-03-30 | Battery date: March.2016
62968 | Air-oxygen Blender | Air-oxygen Blender | Air-oxygen Blender | Active | MSH | MSH | 17U | Respiratory Therapy | NICU | Sechrist Industries | 3500HL - Air-Oxygen Mixer | H43736 | 1998-01-01 | 301 | 1999-01-01
62969 | Monitors, Vital Signs | Monitors, Vital Signs | Monitors, Vital Signs | Active | MSH | MSH | MSH | IVF Clinic | IVF | Welch Allyn | 621NO-E1 | 62123055 | 2010-04-01 | 10000 | 2011-04-01 13:53
62971 | Phototherapy Units, Visible Light, Hyperbilirubinemia | Phototherapy Units | Phototherapy Units, Visible Light, Hyperbilirubinemia | Active | MSH | MSH | 17U | NICU | NICU | NATUS NEUROLOGY | Neoblue LED | 21760 | 2010-04-06 | 4067 | 2011-04-06
62972 | Phototherapy Units, Visible Light, Hyperbilirubinemia | Phototherapy Units | Phototherapy Units, Visible Light, Hyperbilirubinemia | Active | MSH | MSH | 17U | NICU | NICU | NATUS NEUROLOGY | Neoblue | 21749 | 2010-04-06 | 4067 | 2011-04-06 | on 15th floor
62973 | Phototherapy Units, Visible Light, Hyperbilirubinemia | Phototherapy Units | Phototherapy Units, Visible Light, Hyperbilirubinemia | Active | MSH | MSH | 17U | NICU | NICU | NATUS NEUROLOGY | Neoblue | 21754 | 2010-04-06 | 4067 | 2011-04-06
62974 | Phototherapy Units, Visible Light, Hyperbilirubinemia | Phototherapy Units | Phototherapy Units, Visible Light, Hyperbilirubinemia | Active | MSH | MSH | 17U | NICU | NICU | NATUS NEUROLOGY | Neoblue | 21759 | 2010-04-06 | 4067 | 2011-04-06
62975 | Phototherapy Units, Visible Light, Hyperbilirubinemia | Phototherapy Units | Phototherapy Units, Visible Light, Hyperbilirubinemia | Active | MSH | MSH | 16M | Mother & Baby | M&B | NATUS NEUROLOGY | Neoblue | 21757 | 2010-04-06 | 4067 | 2011-04-06 11:29
62976 | Phototherapy Units, Visible Light, Hyperbilirubinemia | Phototherapy Units | Phototherapy Units, Visible Light, Hyperbilirubinemia | Active | MSH | MSH | 17U | NICU | NICU | NATUS NEUROLOGY | Neoblue | 21756 | 2010-04-06 | 4067 | 2011-04-06
62979 | Phototherapy Units, Visible Light, Hyperbilirubinemia | Phototherapy Units | Phototherapy Units, Visible Light, Hyperbilirubinemia | Active | MSH | MSH | 17U | NICU | NICU | NATUS NEUROLOGY | Neoblue | 21763 | 2010-04-06 | 4067 | 2011-04-06
62980 | Phototherapy Units, Visible Light, Hyperbilirubinemia | Phototherapy Units | Phototherapy Units, Visible Light, Hyperbilirubinemia | Active | MSH | MSH | 17U | NICU | NICU | NATUS NEUROLOGY | Neoblue | 21758 | 2010-04-06 | 4067 | 2011-04-06
62981 | Phototherapy Units, Visible Light, Hyperbilirubinemia | Phototherapy Units | Phototherapy Units, Visible Light, Hyperbilirubinemia | Active | MSH | MSH | 16M | Mother & Baby | M&B | NATUS NEUROLOGY | Neoblue | 21753 | 2010-04-06 | 4067 | 2011-04-06 14:05
62982 | Phototherapy Units, Visible Light, Hyperbilirubinemia | Phototherapy Units | Phototherapy Units, Visible Light, Hyperbilirubinemia | Active | MSH | MSH | 16M | Mother & Baby | M&B | NATUS NEUROLOGY | Neoblue | 21765 | 2010-04-06 | 4067 | 2011-04-06
62983 | Phototherapy Units, Visible Light, Hyperbilirubinemia | Phototherapy Units | Phototherapy Units, Visible Light, Hyperbilirubinemia | Active | MSH | MSH | 16M | Mother & Baby | M&B | NATUS NEUROLOGY | Neoblue | 21764 | 2010-04-06 | 4067 | 2011-04-06
62984 | Phototherapy Units, Visible Light, Hyperbilirubinemia | Phototherapy Units | Phototherapy Units, Visible Light, Hyperbilirubinemia | Active | MSH | MSH | 16M | Mother & Baby | M&B | NATUS NEUROLOGY | Neoblue | 21762 | 2010-04-06 | 4067 | 2011-04-06 14:10
62985 | Phototherapy Units, Visible Light, Hyperbilirubinemia | Phototherapy Units | Phototherapy Units, Visible Light, Hyperbilirubinemia | Active | MSH | MSH | 16M | Mother & Baby | M&B | NATUS NEUROLOGY | Neoblue | 21750 | 2010-04-06 | 4067 | 2011-04-06 14:15
62986 | Phototherapy Units, Visible Light, Hyperbilirubinemia | Phototherapy Units | Phototherapy Units, Visible Light, Hyperbilirubinemia | Active | MSH | MSH | 17U | NICU | NICU | NATUS NEUROLOGY | Neoblue | 21752 | 2010-04-06 | 4067 | 2011-04-06
62987 | Phototherapy Units, Visible Light, Hyperbilirubinemia | Phototherapy Units | Phototherapy Units, Visible Light, Hyperbilirubinemia | Active | MSH | MSH | 16M | Mother & Baby | M&B | NATUS NEUROLOGY | Neoblue | 21767 | 2010-04-06 | 4067 | 2011-04-06
62989 | Phototherapy Units, Visible Light, Hyperbilirubinemia | Phototherapy Units | Phototherapy Units, Visible Light, Hyperbilirubinemia | Active | MSH | MSH | 16M | Mother & Baby | M&B | NATUS NEUROLOGY | Neoblue | 21751 | 2010-04-06 | 4067 | 2011-04-06 14:22
62990 | Phototherapy Units, Visible Light, Hyperbilirubinemia | Phototherapy Units | Phototherapy Units, Visible Light, Hyperbilirubinemia | Active | MSH | MSH | 17U | NICU | NICU | NATUS NEUROLOGY | Neoblue | 21755 | 2010-04-06 | 4067 | 2011-04-06
62999 | Microscopes, Light, Examination | Microscopes | Microscopes, Light, Examination | Active | MSH | MSH | MSH | ENT Clinic | Otolaryngology, MSH | CARL ZEISS CANADA LTD. | C100 | 6627125936 | 2010-04-08 | 13385 | 2011-04-08 09:00
63002 | Humidifiers, Heated | Humidifiers | Humidifiers, Heated | Active | MSH | MSH | 17U | Respiratory Therapy | NICU | FISHER & PAYKEL MEDICAL INC | MR850 JHU | 090430048809 | 2010-04-08 | 1601 | 2011-04-08
63010 | Radiometer | Radiometer | Radiometer | Active | MSH | MSH | 1 | NICU | Biomedical Engineering | NATUS NEUROLOGY | NeoBlue Led Radiometer | 11690 | 2010-04-08 | 201 | 2011-04-08 | With Sensor SN # 16523
63011 | Phototherapy Units, Visible Light, Hyperbilirubinemia | Phototherapy Units | Phototherapy Units, Visible Light, Hyperbilirubinemia | Active | MSH | MSH | 17U | NICU | NICU | GE Healthcare | BiliSoft | HFAP50065 | 2010-04-08 | 5346 | 2011-04-08
63019 | MR-Diagnostics Incubator | MR-Diagnostics Incubator | MR-Diagnostics Incubator | Active | MSH | MSH | 17U | NICU | NICU | LMT Lammers Medical Technology GmbH | LMT nomag IC 1.5 | 00447 | 2010-04-16 | 319385 | 2010-04-16 | Awaiting further info from Purchasing Dept Vendor must perform PM, BME - minor repairs
63023 | Phototherapy Units, Visible Light, Hyperbilirubinemia | Phototherapy Units | Phototherapy Units, Visible Light, Hyperbilirubinemia | Active | MSH | MSH | 16M | Mother & Baby | M&B | GE Healthcare | BiliSoft | HFAP50110 | 2010-04-20 | 5346 | 2011-04-20 | Large Pad
63024 | Phototherapy Units, Visible Light, Hyperbilirubinemia | Phototherapy Units | Phototherapy Units, Visible Light, Hyperbilirubinemia | Active | MSH | MSH | 17U | NICU | NICU | GE Healthcare | BiliSoft | HFAP50112 | 2010-04-20 | 5346 | 2011-04-20 | Large Pad
63025 | Phototherapy Units, Visible Light, Hyperbilirubinemia | Phototherapy Units | Phototherapy Units, Visible Light, Hyperbilirubinemia | Active | MSH | MSH | 17U | NICU | NICU | GE Healthcare | BiliSoft | HFAP50081 | 2010-04-20 | 5346 | 2011-04-20 | Small Pad
63026 | Phototherapy Units, Visible Light, Hyperbilirubinemia | Phototherapy Units | Phototherapy Units, Visible Light, Hyperbilirubinemia | Active | MSH | MSH | 17U | NICU | NICU | GE Healthcare | BiliSoft | HFAP50102 | 2010-04-20 | 5346 | 2011-04-20 | Large Pad 15M
63027 | Phototherapy Units, Visible Light, Hyperbilirubinemia | Phototherapy Units | Phototherapy Units, Visible Light, Hyperbilirubinemia | Active | MSH | MSH | 17U | NICU | NICU | GE Healthcare | BiliSoft | HFAP50079 | 2010-04-20 | 5346 | 2011-04-20 13:40 | Small Pad
63028 | Thermometers, Electronic, Thermistor/Thermocouple, Patient | Thermometers | Thermometers, Electronic, Thermistor/Thermocouple, Patient | Active | MSH | MSH | 12N | Oncology Clinic | Oncology | Cardinal Health Canada Inc | FastTemp | G0321445 | 2003-05-20 | 350 | 2004-05-20
63030 | Aspirators, Emergency | Aspirators | Aspirators, Emergency | Active | MSH | MSH | MSH | Respiratory Therapy | Respiratory Therapy | LAERDAL MEDICAL CORP | 780010 | 78011068865 | 2010-04-21 | 980 | 2011-04-21 | Battery 3 Years
63031 | Aspirators, Emergency | Aspirators | Aspirators, Emergency | Active | RCC | RCC | RCC | RCC | 2WF | LAERDAL MEDICAL CORP | 780010 | 78011068867 | 2010-04-21 | 980 | 2011-04-21 | Battery 3 Years Moved to RCC, Aug 8/24
63032 | Aspirators, Emergency | Aspirators | Aspirators, Emergency | Active | MSH | MSH | MSH | Respiratory Therapy | Respiratory Therapy | LAERDAL MEDICAL CORP | 780010 | 78011068864 | 2010-04-21 | 980 | 2011-04-21 | Battery 3 Years
63034 | Phototherapy Units, Visible Light, Hyperbilirubinemia | Phototherapy Units | Phototherapy Units, Visible Light, Hyperbilirubinemia | Active | MSH | MSH | 17U | NICU | NICU | GE Healthcare | BiliSoft | HFAP50080 | 2010-04-23 | 5346 | 2011-04-23 | Small Pad
63035 | Phototherapy Units, Visible Light, Hyperbilirubinemia | Phototherapy Units | Phototherapy Units, Visible Light, Hyperbilirubinemia | Active | MSH | MSH | 17U | NICU | NICU | GE Healthcare | BiliSoft | HFAP50105 | 2010-04-23 | 5346 | 2011-04-23 | Large Pad
63036 | Phototherapy Units, Visible Light, Hyperbilirubinemia | Phototherapy Units | Phototherapy Units, Visible Light, Hyperbilirubinemia | Active | MSH | MSH | 17U | NICU | NICU | GE Healthcare | BiliSoft | HFAP50100 | 2010-04-23 | 5346 | 2011-04-23 | Large Pad
63047 | Vacuum Regulator | Vacuum Regulator | Vacuum Regulator | Active | MSH | MSH | 12S | Nursing 12S Medicine |  | Amvex Corporation | VR-CIID-DHDG | VRA06488LI | 2010-03-23 | 444.16 | 2011-03-23
63048 | Air-oxygen Blender | Air-oxygen Blender | Air-oxygen Blender | Active | MSH | MSH | 17U | Respiratory Therapy | NICU | Sechrist Industries | 3500HL - Air-Oxygen Mixer | H43746 | 1999-05-01 | 5001 | 2000-05-01 | RT Supported
63050 | Rling Cutter | Rling Cutter | Rling Cutter | Active | MSH | MSH | 3 | Emergency | Emergency | Becton, Dickinson and Company | 374100 | n/a | 2010-05-17 | 230 | 2011-05-17 14:11 | Bought from Keir Surgical, T.604.261.9596/800.663.4525
63054 | Air-oxygen Blender | Air-oxygen Blender | Air-oxygen Blender | Active | MSH | MSH | 17U | Respiratory Therapy | NICU | Sechrist Industries | 3500HL - Air-Oxygen Mixer | H43743 | 1998-01-01 | 0 | 1999-01-01 | RT Supported
63056 | Thermometers, Electronic, Infrared | Thermometers | Thermometers, Electronic, Infrared | Active | MSH | MSH | 11N | Nursing 11N Medicine |  | Cardinal Health Canada Inc | Genius 2 | N10022346 | 2010-06-04 | 249 | 2013-06-04
63058 | Air-oxygen Blender | Air-oxygen Blender | Air-oxygen Blender | Active | MSH | MSH | 17U | Respiratory Therapy | NICU | Sechrist Industries | 3500HL - Air-Oxygen Mixer | H43742 | 1998-06-01 | 0 | 1999-06-01 | RT Supported
63059 | Air-oxygen Blender | Air-oxygen Blender | Air-oxygen Blender | Active | MSH | MSH | 17U | Respiratory Therapy | NICU | Sechrist Industries | 3500HL - Air-Oxygen Mixer | H43749 | 1998-06-09 | 0 | 1999-06-09
63060 | Air-oxygen Blender | Air-oxygen Blender | Air-oxygen Blender | Active | MSH | MSH | 17U | Respiratory Therapy | NICU | Sechrist Industries | 3500HL - Air-Oxygen Mixer | H43751 | 1998-06-09 | 5001 | 1999-06-09 | RT supported
63061 | Thermometers, Electronic, Thermistor/Thermocouple, Patient | Thermometers | Thermometers, Electronic, Thermistor/Thermocouple, Patient | Active | MSH | MSH | 12N | General Oncology Clinic | Oncology | Cardinal Health Canada Inc | FastTemp | G0413084 | 2009-07-09 | 350 | 2010-07-09
63062 | Beds, Electric | Beds | Beds, Electric | Active | MSH | MSH | MSH | Building Services | MSH | STRYKER CORP | FL17E | 11640 | 2010-06-09 | 5001 | 2011-06-09 11:44 | Bed has been donated to MSH
63067 | Lights, Examination | Lights | Lights, Examination | Active | MSH | MSH | MSH | Gynaecology-OPG | OPG, 3rd Floor | Welch Allyn | 48700 | #1 | 2010-06-22 | 2001 | 2011-06-22 14:22
63068 | Lights, Examination | Lights | Lights, Examination | Active | MSH | MSH | MSH | Gynaecology-OPG | OPG, 3rd Floor | Welch Allyn | 48700 | #2 | 2010-06-22 | 2001 | 2011-06-22 14:22
63071 | Wide Field Digital Imaging System | Wide Field Digital Imaging System | Wide Field Digital Imaging System | Active | MSH | MSH | MSH | Ophthalmology Clinic | Ophthlmology, MSH | Clarity Medical Systems | RetCam 3 | RC3101 | 2010-06-30 | 89900 | 2011-06-30 09:03
63072 | Incubators, Infant, Transport | Incubators | Incubators, Infant, Transport | Active | MSH | MSH | 17U | NICU | NICU | AIRBORNE LIFE SUPPORT SYSTEMS | Voyager LW | 683 | 2010-07-05 | 57895 | 2011-07-05 | # 82
63073 | Monitors, Physiologic, Patient Transport | Monitors, Physiologic | Monitors, Physiologic, Patient Transport | Active | MSH | MSH | 17U | NICU | NICU | Welch Allyn | PROPAQ CS - 244 | GA109660 | 2010-07-05 | 21000 | 2011-07-05 | Build in Transport Incubator Asset # 63072
63074 | Aspirators | Aspirators | Aspirators | Active | MSH | MSH | 17U | NICU | NICU | Precision Medical Inc | PM65 | 038118 | 2010-07-05 | 5001 | 2011-07-05 | Build in Transport Incubator Asset # 63072
63078 | Gutta Perch cone searing unit | Gutta Perch cone searing unit | Gutta Perch cone searing unit | Active | MSH | MSH | 4 | Dental Clinic | Dentistry | SybronEndo | 5004 | 54-40986 | 2010-07-08 | 2001 | 2011-07-08 14:49
63088 | Thermometers, Electronic, Infrared | Thermometers | Thermometers, Electronic, Infrared | Active | MSH | MSH | 12S | Nursing 12S Medicine |  | Cardinal Health Canada Inc | Genius 2 | N11530528 | 2010-07-21 | 249 | 2013-07-21 | Replaces 62962. Replaced under warranty. Vendor replaced sn.N10021526, 11/10/14.
63094 | Air-oxygen Blender | Air-oxygen Blender | Air-oxygen Blender | Active | MSH | MSH | 17U | Respiratory Therapy | NICU | Sechrist Industries | 3500HL - Air-Oxygen Mixer | H43745 | 1997-07-29 | 5001 | 1998-07-29 | RT Supported
63095 | Stimulators, Electrical, Peripheral Nerve, Analgesic, Transcutaneous | Stimulators | Stimulators, Electrical, Peripheral Nerve, Analgesic, Transcutaneous | Active | MSH | MSH | MSH | Anesthesia | OR-Anesthesia | FISHER & PAYKEL MEDICAL INC | NS242 | 070522001306 | 2010-08-11 | 901 |  | The unit has been in service for some time.
63096 | Stimulators, Electrical, Peripheral Nerve, Analgesic, Transcutaneous | Stimulators | Stimulators, Electrical, Peripheral Nerve, Analgesic, Transcutaneous | Active | MSH | MSH | MSH | Anesthesia | OR-Anesthesia | FISHER & PAYKEL MEDICAL INC | NS242 | 060613000883 | 2010-08-11 | 201 |  | The unit has been in service for some time.
63098 | Curing Light | Curing Light | Curing Light | Active | MSH | MSH | 4 | Dental Clinic | Dentistry | CAULK DENTSPLY | 700 | 23288 | 2010-08-13 | 600 | 2011-08-13
63099 | Curing Light | Curing Light | Curing Light | Active | MSH | MSH | 4 | Dental Clinic | Dentistry | CAULK DENTSPLY | 700 | 23292 | 2010-08-13 | 600 | 2011-08-13
63108 | Thermometers, Electronic, Thermistor/Thermocouple, Patient | Thermometers | Thermometers, Electronic, Thermistor/Thermocouple, Patient | Active | MSH | MSH | 4 | Dental Clinic | Dentistry | Cardinal Health Canada Inc | FastTemp | G0812471 | 2008-03-19 | 350 | 2009-03-19 | Added to data base on Aug 23 2010.
63113 | COMPRESSION UNITS | COMPRESSION UNITS | COMPRESSION UNITS | Active | MSH | MSH | 18 | ICU | ICU | The Kendall Company | 9525 | SN1019888 | 2010-08-24 | 1001 | 2011-08-24 | ICU #1 Battery Li. BME Screen and test Lease agreemen with Covidient. Vendor replaced sn. SN0823093 with SN1019888, 06.27.2013
63114 | COMPRESSION UNITS | COMPRESSION UNITS | COMPRESSION UNITS | Active | MSH | MSH | 18 | ICU | ICU | The Kendall Company | 9525 | SN1104922 | 2011-06-30 | 1001 | 2011-06-30 | ICU #2, Battery Li.Possible Loaner V0835532 change to loaner SN1104922 Lease agreement withn Covidien. This is the 2nd unit on this Bar Code. The first was s/n SN0823094. The first WO for SN0820946 is 86094. BME Screen
63116 | COMPRESSION UNITS | COMPRESSION UNITS | COMPRESSION UNITS | Active | MSH | MSH | 18 | ICU | ICU | The Kendall Company | 9525 | V0520561 | 2010-08-24 | 1001 | 2011-08-24 13:29 | ICU #4possible loaner V0755699 Battery Li. Lease agreement with Covidien BME Screen. Vendor replaced sn. V0755699 with V0414022, 06.27.2013 Repaired and replaced V0414022 with V0520561
63120 | Thermometers, Electronic, Thermistor/Thermocouple, Patient | Thermometers | Thermometers, Electronic, Thermistor/Thermocouple, Patient | Active | MSH | MSH | 12N | General Oncology Clinic | Oncology | Cardinal Health Canada Inc | FastTemp | G1012799 | 2010-07-15 | 350 | 2011-07-15 | All expenses incurred during repairs to this thermometer are to be charged to cost centre 100-4171630000
63124 | Air-oxygen Blender | Air-oxygen Blender | Air-oxygen Blender | Active | MSH | MSH | 17U | Respiratory Therapy | NICU | Sechrist Industries | 3500HL - Air-Oxygen Mixer | H43755 | 1997-01-01 | 301 | 1998-01-01 | RT supported
63125 | Air-oxygen Blender | Air-oxygen Blender | Air-oxygen Blender | Active | MSH | MSH | 17U | Respiratory Therapy | NICU | Sechrist Industries | 3500HL - Air-Oxygen Mixer | H42408 | 1997-01-01 | 301 | 1998-01-01
63133 | Air-oxygen Blender | Air-oxygen Blender | Air-oxygen Blender | Active | MSH | MSH | 17U | Respiratory Therapy | NICU | Sechrist Industries | 3500HL - Air-Oxygen Mixer | H43750 | 1997-01-01 | 301 | 1998-01-01 | RT Supported
63135 | Air-oxygen Blender | Air-oxygen Blender | Air-oxygen Blender | Active | MSH | MSH | 17U | Respiratory Therapy | NICU | Sechrist Industries | 3500HL - Air-Oxygen Mixer | H43739 | 1997-01-01 | 0 | 1998-01-01 | RT Supported
63140 | Electrocardiograph/Phonocardiograph | Electrocardiograph/Phonocardiograph | Electrocardiograph/Phonocardiograph | Active | MSH | MSH | MSH | Cath Lab | 16TH floor | Inovise Medical, Inc. | Audicor 200S | 411212 | 2010-09-08 | 5001 | 2011-09-08 12:53 | Unit also has a HP Pavilion dv6000 entertainment Laptop PC, serial # CNF7298N7Q and HP Deskjet 460 Printer and roll stand.
63141 | Thermometers, Electronic, Thermistor/Thermocouple, Patient | Thermometers | Thermometers, Electronic, Thermistor/Thermocouple, Patient | Active | MSH | MSH | 14N | Nursing 14N Surgery |  | Cardinal Health Canada Inc | FastTemp | GG0416606 | 2003-05-20 | 350 | 2004-05-20 | Add to database on Sept 8, 2010.
63145 | Display Monitor, Flat Panel | Display Monitor | Display Monitor, Flat Panel | Active | MSH | MSH | 10S | Coronary Care Unit | CCU | VIEWSONIC | VP2365WB | RDC100900171 | 2010-03-19 | 518 | 2013-03-10 | Replace Central CCU
63146 | Display Monitor, Flat Panel | Display Monitor | Display Monitor, Flat Panel | Active | MSH | MSH | 10S | Coronary Care Unit | CCU | VIEWSONIC | VP2365WB | RDC100900171 | 2010-03-19 | 518 | 2013-03-10 | Replace Central CCU
63149 | Prosthesis Implantation Instruments, Dental | Prosthesis Implantation Instruments | Prosthesis Implantation Instruments, Dental | Active | MSH | MSH | 4 | Dental Clinic | Dentistry | CAULK DENTSPLY | 700 | 23289 | 2010-10-06 | 2001 | 2011-10-06 | CSA approved.
63150 | Amalgamators | Amalgamators | Amalgamators | Active | MSH | MSH | 4 | Dental Clinic | Dentistry | CAULK DENTSPLY | 400 | 33209 | 2010-10-06 | 5001 | 2011-10-06 14:15
63153 | Thermometers, Electronic, Thermistor/Thermocouple, Patient | Thermometers | Thermometers, Electronic, Thermistor/Thermocouple, Patient | Active | MSH | MSH | 12S | Nursing 12S Medicine |  | Cardinal Health Canada Inc | FastTemp | G0321436 | 2010-10-18 | 288 | 2011-10-18
63157 | Nebulizers | Nebulizers | Nebulizers | Active | MSH | MSH | 18 | ICU | 18th Floor | Aerogen Ltd | AG-PX-1050-US | AP-104654 | 2010-10-21 | 704.56 | 2011-10-21
63158 | Nebulizers | Nebulizers | Nebulizers | Active | MSH | MSH | 18 | Respiratory Therapy | ICU | Aerogen Ltd | AG-PX-1050-US | AP-104649 | 2010-10-21 | 704.56 | 2011-10-21
63159 | Lifts, Patient Transfer | Lifts | Lifts, Patient Transfer | Active | MSH | MSH | MSH | Gynaecology-OPG | OPG | Liko AB | 2040004 | 7202305 | 2010-10-27 | 6701.3999 | 2011-10-27 | This device is a Viking L.
63164 | BLOOD FLOW DETECTORS, ULTRASONIC | BLOOD FLOW DETECTORS | BLOOD FLOW DETECTORS, ULTRASONIC | Active | MSH | MSH | MSH | Family Practice Clinic | 60 Murray Street, | SummitDoppler | L150 | LA009764 | 2010-11-05 | 2001 | 2011-11-05 11:27
63165 | BLOOD FLOW DETECTORS, ULTRASONIC | BLOOD FLOW DETECTORS | BLOOD FLOW DETECTORS, ULTRASONIC | Active | MSH | MSH | MSH | Family Practice Clinic | 60 Murray Street, | SummitDoppler | L150 | LA009835 | 2010-11-05 | 2001 | 2011-11-05 11:27
63167 | BLOOD FLOW DETECTORS, ULTRASONIC | BLOOD FLOW DETECTORS | BLOOD FLOW DETECTORS, ULTRASONIC | Active | MSH | MSH | 7 | SURGICAL SUITE (COMBINED WITH CYSTO) | O.R | Vascular Technology Inc. | 108400 | 8371-006 | 2010-11-11 | 1501 | 2011-11-11 08:34 | Unit documented Nov 10, 2010.
63172 | Pulse CO-Oximeter | Pulse CO-Oximeter | Pulse CO-Oximeter | Active | MSH | MSH | 17U | Respiratory Therapy | NICU | MASIMO | Radical-7 | T045293 | 2010-11-16 | 1249 | 2011-11-16 | Purchased by Dr. Young Tai (Pediatrics Medicine Rm 775) for research projrct. Purchase Req # 651958 - Nov 04, 2010
63175 | Testers, Electrical Safety/Medical Device Performance | Testers | Testers, Electrical Safety/Medical Device Performance | Active | MSH | MSH | 1 | Biomedical Engineering | Biomedical Eng. | BC Biomedical | SA2010S | 73381903J | 2010-11-29 | 2410 | 2011-11-29
63176 | BLOOD FLOW DETECTORS, ULTRASONIC | BLOOD FLOW DETECTORS | BLOOD FLOW DETECTORS, ULTRASONIC | Active | MSH | MSH | 3 | Emergency | Emergency | SummitDoppler | L250 | LD014124 | 2010-11-29 | 1011 | 2011-11-29 | Comes with 3 MHz Obstetrical Probe and 8 MHz Vascular Probe. Corresponding s/n PF023981 and s/n Unit comes with 3 MHz and 8 MHz Obstetrical and Vascular probes with corresponding ss/nn PF023981 and PD010563.
63178 | Nerve Integrity Monitor | Nerve Integrity Monitor | Nerve Integrity Monitor | Active | MSH | MSH | 7 | SURGICAL SUITE (COMBINED WITH CYSTO) | O.R | Medtronic of Canada | NIM-RESPONSE | 1NR3-0482 | 2010-12-07 | 5001 | 2011-12-07
63183 | Monitors, Vital Signs | Monitors, Vital Signs | Monitors, Vital Signs | Active | MSH | OPG | 8th Floor | Obstetrical Day Unit |  | Welch Allyn | 53N0P | JA092558 | 2010-12-14 | 4175.3501 | 2011-12-14 | We found it at 8th floor during PM visit.
63184 | Monitors, Vital Signs | Monitors, Vital Signs | Monitors, Vital Signs | Active | MSH | OPG | 8th Floor | Obstetrical Day Unit |  | Welch Allyn | 53N0P | JA097973 | 2010-12-14 | 4175.3501 | 2011-12-14
63186 | Lights, Examination | Lights | Lights, Examination | Active | MSH | OPG | 8th Floor | Urogynaecology-OPG |  | Welch Allyn | GS Exam Light IV | 186 | 2010-12-14 | 915 | 2011-12-14 | They are not at 8th floor or 3rd floor at OPG building. Could not locate?
63187 | Lights, Examination | Lights | Lights, Examination | Active | MSH | OPG | 8th Floor | Urogynaecology-OPG |  | Welch Allyn | 48810 | 187 | 2010-12-14 | 915 | 2011-12-14 | We found it at supply room, 8th floor.
63188 | Lights, Examination | Lights | Lights, Examination | Active | MSH | OPG | 8th Floor | Obstetrical Day Unit |  | Welch Allyn | 48810 | 8-921 | 2010-12-14 | 915 | 2011-12-14 17:43 | We found it at room# 8-921.
63189 | Lights, Examination | Lights | Lights, Examination | Active | MSH | OPG | 8th Floor | Obstetrical Day Unit |  | Welch Allyn | 48810 | 8-923 | 2010-12-14 | 905.6 | 2011-12-14 17:43 | We found it at room# 8-923.
63191 | Light Sources, Fiberoptic | Light Sources | Light Sources, Fiberoptic | Active | MSH | MSH | 7 | SURGICAL SUITE (COMBINED WITH CYSTO) | O.R | LUXTEC CORP | 401327 P | OOMLX 052509 | 2010-12-17 | 10001 | 2011-12-17 11:27
63196 | Thermometers, Electronic, Thermistor/Thermocouple, Patient | Thermometers | Thermometers, Electronic, Thermistor/Thermocouple, Patient | Active | MSH | MSH | 10S | Nursing 10S Geriatrics | Cardiology | Cardinal Health Canada Inc | FastTemp | G0321626 | 2011-01-06 | 350 | 2012-01-06 | added to database
63200 | Ultrasound | Scanning Systems | Scanning Systems, Ultrasonic | Active | MSH | MSH | MSH | Echocardiography | CCU | GE Healthcare | VIVID I | 001303 | 2011-01-10 | 35001 |  | Unit already in service. Under service contract. For service, call 1-800-668-0732. The contract ID is 416 586 VIVI
63203 | Food Pump | Food Pump | Food Pump | Active | MSH | MSH | 18 | Nutrition | ICU | Covidien | 482400S | C17175181 | 2011-01-18 | 2001 | 2012-01-18 | battery jan 2016
63204 | Food Pump | Food Pump | Food Pump | Active | MSH | MSH | 18 | Nutrition | ICU | Covidien | 482400S | C21354453 | 2011-01-18 | 2001 | 2012-01-18 | Old serial # C1162566- battery nov 2015 SN changed from C15132614 to C21354453
63205 | Food Pump | Food Pump | Food Pump | Active | MSH | MSH | 18 | Nutrition | ICU | Covidien | 482400S | C18221242 | 2012-02-15 | 2001 | 2013-02-15 | 1st serial number: C1056564, 1st acceptance date: 18-Jan-2011, 1st PO#: MSH11-014694. Old serial # C1171475
63206 | Food Pump | Food Pump | Food Pump | Active | MSH | MSH | MSH | Nutrition | ICU | Covidien | 482400S | C1177025 | 2012-02-13 | 2001 | 2013-02-13 | Original # C1157309. Replaced by C1177025
63207 | Food Pump | Food Pump | Food Pump | Active | MSH | MSH | MSH | Nutrition | MSH-600 Uni-18-ICU Mobile | Covidien | 482400S | C1153481 | 2011-01-18 | 2001 | 2012-01-18 14:53
63209 | Food Pump | Food Pump | Food Pump | Active | MSH | MSH | MSH | Nutrition | MSH-600 Uni-18-ICU Mobile | Covidien | 482400S | C21347348 | 2011-01-18 | 2001 | 2012-01-18 | Original S.No- C1056583. REPLACED BY S.No # C1162653- nov 25, 2015- replaced by C13072332
63210 | Food Pump | Food Pump | Food Pump | Active | MSH | MSH | MSH | Nutrition | MSH-600 UNI-18-116 | Covidien | 482400S | C16145051 | 2011-01-18 | 2001 | 2012-01-18 | battery jan 2016
63211 | Food Pump | Food Pump | Food Pump | Active | MSH | MSH | 5 | ICU | 5 | Covidien | 482400S | C 17174873 | 2011-01-18 | 2001 | 2012-01-18 | PM - Battery replaced- oct 2015
63212 | Food Pump | Food Pump | Food Pump | Active | MSH | MSH | 18 | Nutrition | ICU | Covidien | 482400S | C18220836 | 2014-10-21 | 2001 | 2015-01-18 | S.NO # C1056567 replaced by S.NO # C1154874- replaced by sn C14086526 oct /14- Nov 26- replaced by C1269017 Jan/2020 SN:C13080746 replaced with SN: C18220836
63213 | Food Pump | Food Pump | Food Pump | Active | MSH | MSH | 14N | Nutrition | 14th Floor - North Side | Covidien | 482400S | C17175445 | 2011-01-18 | 2001 | 2012-01-18 | Battery Sept 2014- replaced by company
63214 | Food Pump | Food Pump | Food Pump | Active | MSH | MSH | MSH | Nutrition | 16 North | Covidien | 482400S | C20298092 | 2011-01-18 | 2001 | 2012-01-18 | new serial # C1375195-DEC 5, 2016 new serial# C21363347 Feb 14, 2023 5/1/24 Replaced SN# C21363347 with SN# C20298092
63215 | Food Pump | Food Pump | Food Pump | Active | MSH | MSH | 12S | Nutrition | 12th Floor - South Side | Covidien | 482400S | C20296997 | 2011-01-18 | 2001 |  | New SN C20296997 - May 2020
63216 | Food Pump | Food Pump | Food Pump | Active | MSH | MSH | MSH | Nutrition | ICU | Covidien | 482400S | C16147269 | 2011-01-18 | 2001 | 2012-01-18 14:53 | BATTERY REPLACED JAN 2016 Vendor replaced C1176988 by C16147269 Oct 2016
63217 | Food Pump | Food Pump | Food Pump | Active | MSH | MSH | 10N | Nutrition | 10th Floor - North Side | Covidien | 482400S | C19290228 | 2011-01-18 | 2001 | 2012-01-18
63218 | Food Pump | Food Pump | Food Pump | Active | MSH | MSH | MSH | Nutrition | 14 North | Covidien | 482400S | C1056566 | 2011-01-18 | 2001 | 2012-01-18
63219 | Food Pump | Food Pump | Food Pump | Active | MSH | MSH | MSH | Nutrition | ICU | Covidien | 482400S | C19269370 | 2011-01-18 | 2001 | 2012-01-18 | Serial Number: C17174897 replaced by Serial Number: C19269370
63220 | Food Pump | Food Pump | Food Pump | Active | MSH | MSH | MSH | Nutrition | MSH-600 Uni-14-South Mobile | Covidien | 482400S | C1154422 | 2011-01-18 | 2001 | 2012-01-18 14:53 | Original # C1056748, REPLACED BY C1154422
63221 | Food Pump | Food Pump | Food Pump | Active | MSH | MSH | 5 | ICU | 5 | Covidien | 482400S | C18199160 | 2011-01-18 | 2001 | 2012-01-18 | Units S.no- C1056645 replaced by S.no-C0913607- sept 2012 Unit SN C17184510, replaced with SN C19264023 - Sept 2020 unit C19264023, replaced with SN C18199160
63222 | Food Pump | Food Pump | Food Pump | Active | MSH | MSH | MSH | Nutrition | 10 South | Covidien | 482400S | C1154798 | 2011-01-18 | 2001 | 2012-01-18 14:53 | old serial # C1056744
63223 | Food Pump | Food Pump | Food Pump | Active | MSH | MSH | MSH | Nutrition | 17 North | Covidien | 482400S | C0835721 | 2011-01-18 | 2001 | 2012-01-18 14:53 | Exchanged unit- S.No- C1917015 by loaner C0835721
63224 | Food Pump | Food Pump | Food Pump | Active | MSH | MSH | 10S | Coronary Care Unit | 10th Floor - South Side | Covidien | 482400S | C19263879 | 2011-01-18 | 2001 | 2012-01-18 | battery March 2014-replaced by the company
63225 | Food Pump | Food Pump | Food Pump | Active | MSH | MSH | MSH | Nutrition | 16 N | Covidien | 482400S | C18205359 | 2011-01-18 | 2001 | 2012-01-18 | old serial # C1056762 SN C14089030, replaced by SN C18205359 Sept 2020
63226 | Food Pump | Food Pump | Food Pump | Active | MSH | MSH | 5 | ICU | 5 | Covidien | 482400S | C17190853 | 2011-01-18 | 2001 | 2012-01-18 | old serial # C1056753
63227 | Food Pump | Food Pump | Food Pump | Active | MSH | MSH | MSH | Nutrition | ICU | Covidien | 482400S | C0728911 | 2011-01-18 | 2001 | 2012-01-18 14:53 | replaced the unit by S.no - CO728911-DEC 2012
63228 | Food Pump | Food Pump | Food Pump | Active | MSH | MSH | MSH | Nursing 14N Surgery | 14 North | Covidien | 482400S | C19261151 | 2011-01-18 | 2001 | 2012-01-18 | battery jan 2016
63229 | Food Pump | Food Pump | Food Pump | Active | MSH | MSH | MSH | Nutrition | MSH-600 UNI-18-102 | Covidien | 482400S | C16147785 | 2011-01-18 | 2001 | 2012-01-18 | Replaced on April 15, old serial number # C1056758
63230 | Food Pump | Food Pump | Food Pump | Active | MSH | MSH | MSH | Nutrition | 11 South | Covidien | 482400S | C1056742 | 2011-01-18 | 2001 | 2012-01-18
63231 | Food Pump | Food Pump | Food Pump | Active | MSH | MSH | MSH | Nutrition | ICU | Covidien | 482400S | C17175211 | 2011-01-18 | 2001 | 2012-01-18 | orignal serial number-C1056743 replaced on oct 15
63232 | Food Pump | Food Pump | Food Pump | Active | MSH | MSH | 12S | Nursing 12S Medicine | 12th Floor - South Side | Covidien | 482400S | C13079779 | 2011-01-18 | 2001 | 2012-01-18 | battery replaced jan 2016
63233 | Food Pump | Food Pump | Food Pump | Active | MSH | MSH | MSH | Nutrition | 12 South | Covidien | 482400S | C15138205 | 2011-01-18 | 2001 | 2012-01-18
63234 | Food Pump | Food Pump | Food Pump | Active | MSH | MSH | MSH | Nutrition | 12 South | Covidien | 482400S | C22395638 | 2011-01-18 | 2001 | 2012-01-18 | Was SN C17181367, swapped with C22395638 - July 9/2024
63235 | Food Pump | Food Pump | Food Pump | Active | MSH | MSH | MSH | Nutrition | MSDU | Covidien | 482400S | C15142402 | 2011-01-18 | 2001 | 2012-01-18 14:53 | New Power cord-august 2012. Feb 2016- old serial # C1056653
63236 | Food Pump | Food Pump | Food Pump | Active | MSH | MSH | 5 | ICU | 5 | Covidien | 482400S | C13071780 | 2011-01-18 | 2001 | 2012-01-18 | Old serial #C1056658
63239 | Intra-Operative Heated Chemotherapy Pump | Intra-Operative Heated Chemotherapy Pump | Intra-Operative Heated Chemotherapy Pump | Active | MSH | MSH | 7 | SURGICAL SUITE (COMBINED WITH CYSTO) | OR | BELMONT INSTRUMENT CORP | Hyperthermia Pump | U040042HP | 2011-01-19 | 45000 | 1912-01-20
63245 | Scanning Systems, Ultrasonic, Vascular | Scanning Systems | Scanning Systems, Ultrasonic, Vascular | Active | MSH | MSH | 5 | PACU | PACU | NICOLET BIOMEDICAL INSTRUMENTS | 200 | ECD1077 | 2007-06-26 | 778 | 2008-06-26 08:15
63246 | Intra-Operative Heated Chemotherapy Pump | Intra-Operative Heated Chemotherapy Pump | Intra-Operative Heated Chemotherapy Pump | Active | MSH | MSH | 7 | SURGICAL SUITE (COMBINED WITH CYSTO) | OR | BELMONT INSTRUMENT CORP | Hyperthermia Pump | U100049HP | 2011-01-27 | 45000 | 2012-01-27
63251 | Microscopes, Light, Examination | Microscopes | Microscopes, Light, Examination | Active | MSH | MSH | MSH | Gynaecology-OPG | 8th floor , OPG | LEICA CANADA INC. | MDG33/10 450 123 | 5763216 | 2011-02-01 | 80001 | 2012-02-01 | Unit does not require PM.
63252 | Microscopes, Light, Examination | Microscopes | Microscopes, Light, Examination | Active | MSH | MSH | MSH | Gynaecology-OPG | 8th floor , OPG | LEICA CANADA INC. | MDG33/10 450 123 | 5763199 | 2011-02-01 | 80001 | 2012-02-01 | The microscope does not require PM.
63262 | Thermometers, Electronic, Thermistor/Thermocouple, Patient | Thermometers | Thermometers, Electronic, Thermistor/Thermocouple, Patient | Active | MSH | MSH | 12N | General Oncology Clinic | Oncology | Cardinal Health Canada Inc | FastTemp | G1012818 | 2010-07-15 | 350 | 2011-07-15 | Added to data base Feb 10, 2011.
63273 | Aspirators, Emergency | Aspirators | Aspirators, Emergency | Active | MSH | MSH | MSH | Women's Unit-OPG | F8-8-144 | LAERDAL MEDICAL CORP | 780010 | 78221073736 | 2011-02-28 | 980 | 2012-02-28 | 3 Year Battery
63274 | Aspirators, Emergency | Aspirators | Aspirators, Emergency | Active | MSH | MSH | 8 | Women's Unit-OPG | OPG 8th Floor | LAERDAL MEDICAL CORP | 780010 | 78231074321 | 2011-02-28 | 980 | 2012-02-28 | 3 Year Battery
63275 | Aspirators, Emergency | Aspirators | Aspirators, Emergency | Active | MSH | MSH | 16M | Mother & Baby | M&B | LAERDAL MEDICAL CORP | 780010 | 78221073733 | 2011-02-28 | 980 | 2012-02-28 13:01 | 3 Year Battery- new battery Nov 2014
63276 | Aspirators, Emergency | Aspirators | Aspirators, Emergency | Active | MSH | MSH | MSH | NICU | NICU - 17 University | LAERDAL MEDICAL CORP | 780010 | 78221073730 | 2011-02-28 | 980 | 2012-02-28 | 3 Year Battery
63277 | Aspirators, Emergency | Aspirators | Aspirators, Emergency | Active | MSH | MSH | MSH | Women's Unit-OPG | MSH-600 Uni-14-South Mobile | LAERDAL MEDICAL CORP | 780010 | 78221074315 | 2011-02-28 | 980 | 2012-02-28 | 3 Year Battery
63286 | Pulse CO-Oximeter | Pulse CO-Oximeter | Pulse CO-Oximeter | Active | MSH | MSH | MSH | Respiratory Therapy | Respiratory Therapy | MASIMO | Rainbow | T050002 | 2011-03-04 | 5001 | 2012-03-04 | Equipment support is provided by Masimo. Unit used by Dr. Young Tai (NICU) for study in NICU
63289 | Air-oxygen Blender | Air-oxygen Blender | Air-oxygen Blender | Active | MSH | MSH | 17U | Respiratory Therapy | NICU | Sechrist Industries | 3500 HL | H42406 | 1999-03-09 | 0 | 2000-03-09
63301 | Monitors, Bedside, Fetal | Monitors | Monitors, Bedside, Fetal | Active | MSH | MSH | 15M | Nursing 15 Murray/Antenatal | Antenatal | Philips Healthcare | M2703A - FM30 | DE53113429 | 2011-03-14 | 26001 | 2012-03-14 | M2735A S/N DE52515657 -TOCO; M2736A S/N DE01855968, DE01855904 US TRANSDUCER; M2738A S/N DE52814940 PT MODULE
63302 | Warming Units, Patient, Radiant, Infant, Mobile | Warming Units | Warming Units, Patient, Radiant, Infant, Mobile | Active | MSH | MSH | 17M | PNAC | PNAC | GE Healthcare | Panda iRes | HDJQ50454 | 2011-03-15 | 35000 | 2012-03-15 | 2Feb 2015 SpO2 upgraded by Maquet.
63303 | Warming Units, Patient, Radiant, Infant, Mobile | Warming Units | Warming Units, Patient, Radiant, Infant, Mobile | Active | MSH | MSH | 15U | Obstetrical Suite (L&D) | L&D | GE Healthcare | Panda iRes | HDJQ50455 | 2011-03-15 | 35000 | 2012-03-15 | PsO2 mudule upgraded by Maquet Tech 2Feb 2015
63304 | Sphygmomanometers, Aneroid | Sphygmomanometers | Sphygmomanometers, Aneroid | Active | MSH | OPG | 3rd Floor | Special Pregnancy Program - Maternal | 3rd Floor | Welch Allyn | 7670-03 | 110204160157 | 2011-03-15 | 299 | 2012-03-15 | Department: Maternal Complications at Pregnancy- (Anesthesia) Room # 3-509 (Portable Unit) Purchased through Eastern Construction company on-contract
63305 | Sphygmomanometers, Aneroid | Sphygmomanometers | Sphygmomanometers, Aneroid | Active | MSH | OPG | 3rd Floor | Women's Unit-OPG | 3rd Floor | Welch Allyn | CE0297 | 110204164137 | 2011-03-15 | 380.2 | 2012-03-15
63306 | Sphygmomanometers, Aneroid | Sphygmomanometers | Sphygmomanometers, Aneroid | Active | MSH | OPG | 8th Floor | Urogynaecology-OPG | 8th Floor | Welch Allyn | 7670-01 | 110204161838 | 2011-03-15 | 300 | 2012-03-15 | Room # 8-909 unit on stand
63307 | Sphygmomanometers, Aneroid | Sphygmomanometers | Sphygmomanometers, Aneroid | Active | MSH | OPG | 3rd Floor | Women's Unit-OPG | 3rd Floor | Welch Allyn | 7670-03 | 0 | 2011-03-15 | 299 | 2012-03-15 | Portable Aneroid- Room # 3-404
63308 | Sphygmomanometers, Aneroid | Sphygmomanometers | Sphygmomanometers, Aneroid | Active | MSH | OPG | 8th Floor | Women's Unit-OPG | OPG 8-159 | Welch Allyn | CE0297 | 110204114822 | 2011-03-15 | 380.2 | 2012-03-15 | Supply room
63311 | Vacuum Regulator | Vacuum Regulator | Vacuum Regulator | Active | MSH | MSH | 1 | Biomedical Engineering | Biomedical Eng. | Amvex Corporation | VR-CIID-DHDG | VRA06997KH | 2011-03-17 | 444.16 | 2012-03-17 | Returned from repair shipped by Peter
63312 | Nerve Stimulator | Nerve Stimulator | Nerve Stimulator | Active | MSH | MSH | 7 | SURGICAL SUITE (COMBINED WITH CYSTO) | O.R | Viamed | DB3 | H0000813 | 2011-03-21 | 5001 | 2012-03-21 08:27
63313 | Nerve Stimulator | Nerve Stimulator | Nerve Stimulator | Active | MSH | MSH | 7 | SURGICAL SUITE (COMBINED WITH CYSTO) | O.R | Viamed | DB3 | H0000809 | 2011-03-21 | 600 | 2012-03-21 08:45
63314 | Nerve Stimulator | Nerve Stimulator | Nerve Stimulator | Active | MSH | MSH | 7 | SURGICAL SUITE (COMBINED WITH CYSTO) | O.R | Viamed | DB3 | H0000805 | 2011-03-21 | 600 | 2012-03-21 09:01
63315 | Nerve Stimulator | Nerve Stimulator | Nerve Stimulator | Active | MSH | MSH | 7 | SURGICAL SUITE (COMBINED WITH CYSTO) | O.R | Viamed | DB3 | H0000812 | 2011-03-21 | 600 | 2012-03-21 09:05
63316 | Nerve Stimulator | Nerve Stimulator | Nerve Stimulator | Active | MSH | MSH | 7 | SURGICAL SUITE (COMBINED WITH CYSTO) | O.R | Viamed | DB3 | H0000810 | 2011-03-21 | 600 | 2012-03-21 09:11
63317 | Nerve Stimulator | Nerve Stimulator | Nerve Stimulator | Active | MSH | MSH | 7 | SURGICAL SUITE (COMBINED WITH CYSTO) | O.R | Viamed | DB3 | H0000811 | 2011-03-21 | 600 | 2012-03-21 09:13
63318 | Nerve Stimulator | Nerve Stimulator | Nerve Stimulator | Active | MSH | MSH | 7 | SURGICAL SUITE (COMBINED WITH CYSTO) | O.R | Viamed | DB3 | H0000808 | 2011-03-21 | 600 | 2012-03-21 09:22
63319 | Nerve Stimulator | Nerve Stimulator | Nerve Stimulator | Active | MSH | MSH | 7 | SURGICAL SUITE (COMBINED WITH CYSTO) | O.R | Viamed | DB3 | H0000807 | 2011-03-21 | 600 | 2012-03-21 09:28
63320 | Nerve Stimulator | Nerve Stimulator | Nerve Stimulator | Active | MSH | MSH | 7 | SURGICAL SUITE (COMBINED WITH CYSTO) | O.R | Viamed | DB3 | H0000804 | 2011-03-21 | 600 | 2012-03-21 09:44
63322 | Thermometers, Electronic | Thermometers | Thermometers, Electronic | Active | MSH | MSH | 1 | Biomedical Engineering | Biomedical Eng. | Control Company | 15551-000 | 102085391 | 2011-03-21 | 201 | 2012-03-21 16:45 | This unit was purchased for Biomedical Engineering by the Clinical Labs for testing blood warmers. The calibration certificate expires on Nov.12 2012 At that time they will purchase us another one. Certificaiton complies with ISO 9001, ISO/IEC 17025 and ANNSI/NCSL Z540-1. Certification number: 4373-1940929. Uses G-13 battery
63330 | Thermometers, Electronic, Thermistor/Thermocouple, Patient | Thermometers | Thermometers, Electronic, Thermistor/Thermocouple, Patient | Active | MSH | MSH | 14S | Nursing 14S Medicine |  | Cardinal Health Canada Inc | FastTemp | G0414099 | 2008-11-06 | 350 | 2009-11-06 | Vendor replaced SN.G0819222 with G0414099, 10.26.2011
63333 | Monitors, Vital Signs | Monitors, Vital Signs | Monitors, Vital Signs | Active | MSH | MSH | MSH | IVF Clinic | IVF Clinic | Welch Allyn | 53000 | JA102974 | 2011-03-30 | 3501 | 2012-03-30 14:39 | IVF Clinic 250 Dundas Street
63343 | ELECTROCARDIOGRAPHS, MULTI-CHANNEL | Electrocardiographs | Electrocardiographs, Multichannel | Active | MSH | MSH | 12S | Nursing 12S Medicine |  | Philips Healthcare | 860315 - TC70 | US31106131 | 2011-03-31 | 18450 | 2012-03-31 | Battery Li Triton 16 lead PIM
63344 | ELECTROCARDIOGRAPHS, MULTI-CHANNEL | Electrocardiographs | Electrocardiographs, Multichannel | Active | MSH | MSH | 10S | Nursing 10S Geriatrics | 10th Floor - South Side | Philips Healthcare | 860315 - TC70 | US31106132 | 2011-03-31 | 18450 | 2012-03-31 | Battery Li replaced October 2021 Triton 16 lead PIM. Uses 8 pin class B PIM and PIM data cable.
63347 | ELECTROCARDIOGRAPHS, MULTI-CHANNEL | Electrocardiographs | Electrocardiographs, Multichannel | Active | MSH | MSH | 17U | NICU | NICU | Philips Healthcare | 860315 - TC70 | US31106216 | 2011-04-04 | 18450 | 2012-04-04 | Battery Li. Set for old and new wireless networks.
63348 | Electrosurgical Units | Electrosurgical Units | Electrosurgical Units | Active | MSH | OPG | 8th Floor | Women's Unit-OPG | Women's Unit | Valleylab Covidien Div Covidien (US) | FORCE FX | SF0L09090A | 2011-04-05 | 9685.3799 | 2012-04-05 | For Redevelopment Office, Eric Nordgren. Room# 8-911
63349 | Smoke Evacuation Systems, Surgical | Smoke Evacuation Systems | Smoke Evacuation Systems, Surgical | Active | MSH | MSH | MSH | Women's Unit-OPG | 8th Floor, OPG | Valleylab Covidien Div Covidien (US) | SE3690 | VL003168 | 2011-04-05 | 3144.1699 | 2012-04-05 10:13
63356 | Thermometers, Electronic, Thermistor/Thermocouple, Patient | Thermometers | Thermometers, Electronic, Thermistor/Thermocouple, Patient | Active | MSH | MSH | MSH | Gynaecology-OPG | OPG F8 | Cardinal Health Canada Inc | FastTemp | G1112570 | 2011-04-11 | 297.05 | 2012-04-11 | Added to data base April 11, 2011. Location: OPG-8th Floor. Department: Gynaecology. Room # 8-706
63359 | Sphygmomanometers, Aneroid | Sphygmomanometers | Sphygmomanometers, Aneroid | Active | MSH | MSH | 10N | Nursing 10S Geriatrics | Geriatrics | Covidien | CE0050 | 090218418 | 2011-03-15 | 380.2 | 2011-03-15 12:09 | added to database 04.12.2011
63360 | Scales, Patient, Floor | Scales | Scales, Patient, Floor | Active | MSH | MSH | 10S | Nursing 10S Geriatrics | Cardiology | SR INSTRUMENTS INC | 555 | 1982 | 2001-11-16 | 5001 | 2002-11-16 | Asset# 51233
63363 | Lights, Examination | Lights | Lights, Examination | Active | MSH | MSH | MSH | Gynaecology-OPG | OPG 8th floor | Welch Allyn | 48810 | 8-707 | 2011-04-11 | 905.6 | 2016-04-11 | For all the exam lights:GS Exam light IV: Room numbers have been used for serial number. Purchased through Eastern Construction company on-contract
63364 | Sphygmomanometers, Aneroid | Sphygmomanometers | Sphygmomanometers, Aneroid | Active | MSH | MSH | MSH | Gynaecology-OPG | OPG 8th floor | Welch Allyn | 7670-01 | 110105110711 | 2011-04-11 | 199 | 2012-04-11 | Room# 8-707
63365 | Lights, Examination | Lights | Lights, Examination | Active | MSH | MSH | MSH | Gynaecology-OPG | OPG 8th floor | Welch Allyn | 48810 | 8-708 | 2011-04-11 | 905.6 | 2016-04-11 | For all the exam lights:GS Exam light IV: Room numbers have been used for serial number. Purchased through Eastern Construction company on-contract
63366 | Sphygmomanometers, Aneroid | Sphygmomanometers | Sphygmomanometers, Aneroid | Active | MSH | MSH | MSH | Gynaecology-OPG | OPG 8th floor | Welch Allyn | 7670-01 | 110131141938 | 2011-04-11 | 199 | 2012-04-11 | Room# 8-708
63367 | Lights, Examination | Lights | Lights, Examination | Active | MSH | MSH | MSH | Gynaecology-OPG | OPG 8th floor | Welch Allyn | 48810 | 8-710 | 2011-04-11 | 905.6 | 2016-04-11 | For all the exam lights:GS Exam light IV: Room numbers have been used for serial number. Purchased through Eastern Construction company on-contract
63368 | Sphygmomanometers, Aneroid | Sphygmomanometers | Sphygmomanometers, Aneroid | Active | MSH | MSH | MSH | Gynaecology-OPG | OPG 8th floor | Welch Allyn | 7670-01 | 110104150035 | 2011-04-11 | 199 | 2012-04-11 | Room# 8-710
63369 | Lights, Examination | Lights | Lights, Examination | Active | MSH | MSH | MSH | Gynaecology-OPG | OPG 8th floor | Welch Allyn | 48810 | 8-709 | 2011-04-11 | 905.6 | 2016-04-11 | For all the exam lights:GS Exam light IV: Room numbers have been used for serial number. Purchased through Eastern Construction company on-contract
63370 | Sphygmomanometers, Aneroid | Sphygmomanometers | Sphygmomanometers, Aneroid | Active | MSH | MSH | MSH | Gynaecology-OPG | OPG 8th floor | Welch Allyn | 7670-01 | 110131140150 | 2011-04-11 | 199 | 2012-04-11 | Room# 8-709
63371 | Sphygmomanometers, Aneroid | Sphygmomanometers | Sphygmomanometers, Aneroid | Active | MSH | OPG | 8th Floor | Women's Unit-OPG | 8th Floor | Welch Allyn | CE0297 | 110131171114 | 2011-04-11 | 380.2 | 2011-04-11 | Room# 8-921
63372 | Sphygmomanometers, Aneroid | Sphygmomanometers | Sphygmomanometers, Aneroid | Active | MSH | OPG | 8th Floor | Women's Unit-OPG | 8th Floor | Welch Allyn | 7670-01 | 110105115807 | 2011-04-11 | 199 | 2012-04-11 | Room# 8-920
63373 | Sphygmomanometers, Aneroid | Sphygmomanometers | Sphygmomanometers, Aneroid | Active | MSH | OPG | 8th Floor | Urogynaecology-OPG | 8th Floor | Welch Allyn | 7670-01 | 101110183302 | 2011-04-11 | 199 | 2012-04-11 | Room# 8-817
63374 | Sphygmomanometers, Aneroid | Sphygmomanometers | Sphygmomanometers, Aneroid | Active | MSH | OPG | 8th Floor | Urogynaecology-OPG | 8th Floor | Welch Allyn | 7670-01 | 110131135737 | 2011-04-11 | 199 | 2012-04-11 | Room# 8-909
63375 | Sphygmomanometers, Aneroid | Sphygmomanometers | Sphygmomanometers, Aneroid | Active | MSH | OPG | 8th Floor | Women's Unit-OPG | 8th Floor | Welch Allyn | CE0297 | 110105112518 | 2011-04-11 | 380.2 | 2011-04-11 | Room# 8-923
63376 | Sphygmomanometers, Aneroid | Sphygmomanometers | Sphygmomanometers, Aneroid | Active | MSH | OPG | 8th Floor | Women's Unit-OPG | 8th Floor | Welch Allyn | CE0297 | 110105150058 | 2011-04-11 | 380.2 | 2011-04-11 | Room# 8-922
63377 | Lights, Examination | Lights | Lights, Examination | Active | MSH | OPG | 8th Floor | Obstetrical Day Unit |  | Welch Allyn | 48810 | 8-922 | 2011-04-11 | 915 | 2011-04-11 | Room# 8-922
63378 | Lights, Examination | Lights | Lights, Examination | Active | MSH | OPG | 8th Floor | Women's Unit-OPG | 8th Floor | MIDMARK CORP | 354-040 | V983829 | 2011-04-11 | 401 | 2011-04-11 | Room# 8-912
63379 | Lights, Examination | Lights | Lights, Examination | Active | MSH | OPG | 8th Floor | Women's Unit-OPG | 8th Floor | MIDMARK CORP | 354-040 | V983508 | 2011-04-11 | 401 | 2011-04-11 | Room# 8-911
63380 | Lights, Examination | Lights | Lights, Examination | Active | MSH | OPG | 8th Floor | Women's Unit-OPG | 8th Floor | Welch Allyn | 48810 | 8-910 | 2011-04-11 | 905.6 | 2011-04-11 | Room# 8-910
63381 | Sphygmomanometers, Aneroid | Sphygmomanometers | Sphygmomanometers, Aneroid | Active | MSH | OPG | 8th Floor | Women's Unit-OPG | 8th Floor | Welch Allyn | CE0297 | 110105120228 | 2011-04-11 | 380.2 | 2011-04-11 | Room# 8-910
63382 | Sphygmomanometers, Aneroid | Sphygmomanometers | Sphygmomanometers, Aneroid | Active | MSH | OPG | 8th Floor | Urogynaecology-OPG | 8th Floor | Welch Allyn | 7670-01 | 110104145933 | 2011-04-11 | 199 | 2012-04-11 | Room# 8-909
63383 | Lights, Examination | Lights | Lights, Examination | Active | MSH | OPG | 8th Floor | Women's Unit-OPG | 8th Floor | MIDMARK CORP | 354-040 | V914152 | 2011-04-11 | 401 | 2011-04-11 | Room# 8-810
63384 | Lights, Examination | Lights | Lights, Examination | Active | MSH | OPG | 8th Floor | Women's Unit-OPG | 8th Floor | Welch Allyn | na | na | 2011-04-11 | 401 | 2011-04-11 | Room# 8-811
63385 | Sphygmomanometers, Aneroid | Sphygmomanometers | Sphygmomanometers, Aneroid | Active | MSH | OPG | 8th Floor | Women's Unit-OPG | 8th Floor | Welch Allyn | CE0297 | 110105115554 | 2011-04-11 | 380.2 | 2011-04-11 | Room# 8-811
63386 | Lights, Examination | Lights | Lights, Examination | Active | MSH | OPG | 8th Floor | Women's Unit-OPG | 8th Floor | Welch Allyn | 354-040 | V980522 | 2011-04-11 | 401 | 2011-04-11 | Room# 8-812
63387 | Lights, Examination | Lights | Lights, Examination | Active | MSH | OPG | 8th Floor | Urogynaecology-OPG | 8th Floor | Welch Allyn | 48810 | 8-807 | 2011-04-11 | 905.6 | 2016-04-11 | For all the exam lights:GS Exam light IV: Room numbers have been used for serial number. Purchased through Eastern Construction company on-contract
63388 | Sphygmomanometers, Aneroid | Sphygmomanometers | Sphygmomanometers, Aneroid | Active | MSH | OPG | 8th Floor | Urogynaecology-OPG | 8th Floor | Welch Allyn | 7670-01 | 110105113141 | 2011-04-11 | 199 | 2012-04-11 | Room# 8-807
63389 | Lights, Examination | Lights | Lights, Examination | Active | MSH | OPG | 8th Floor | Urogynaecology-OPG | 8th Floor | Welch Allyn | 48810 | 8-806 | 2011-04-11 | 905.6 | 2016-04-11 | For all the exam lights:GS Exam light IV: Room numbers have been used for serial number. Purchased through Eastern Construction company on-contract
63390 | Sphygmomanometers, Aneroid | Sphygmomanometers | Sphygmomanometers, Aneroid | Active | MSH | OPG | 8th Floor | Urogynaecology-OPG | 8th Floor | Welch Allyn | 7670-01 | 110131172348 | 2011-04-11 | 199 | 2012-04-11 | Room# 8-806
63391 | Lights, Examination | Lights | Lights, Examination | Active | MSH | OPG | 8th Floor | Urogynaecology-OPG | 8th Floor | Welch Allyn | 48810 | 8-805 | 2011-04-11 | 905.6 | 2016-04-11 | For all the exam lights:GS Exam light IV: Room numbers have been used for serial number. Purchased through Eastern Construction company on-contract
63392 | Sphygmomanometers, Aneroid | Sphygmomanometers | Sphygmomanometers, Aneroid | Active | MSH | OPG | 8th Floor | Urogynaecology-OPG | 8th Floor | Welch Allyn | 7670-01 | 110131171449 | 2011-04-11 | 199 | 2012-04-11 | Room# 8-805
63393 | Lights, Examination | Lights | Lights, Examination | Active | MSH | OPG | 8th Floor | Urogynaecology-OPG | 8th Floor | Welch Allyn | 48810 | 8-904 | 2011-04-11 | 905.6 | 2016-04-11 | For all the exam lights:GS Exam light IV: Room numbers have been used for serial number. Purchased through Eastern Construction company on-contract
63394 | Sphygmomanometers, Aneroid | Sphygmomanometers | Sphygmomanometers, Aneroid | Active | MSH | OPG | 8th Floor | Urogynaecology-OPG | 8th Floor | Welch Allyn | 7670-01 | 110131141505 | 2011-04-11 | 199 | 2012-04-11 | Room# 8-904
63395 | Lights, Examination | Lights | Lights, Examination | Active | MSH | OPG | 8th Floor | Urogynaecology-OPG | 8th Floor | Welch Allyn | 48810 | 8-906 | 2011-04-11 | 905.6 | 2016-04-11 | For all the exam lights:GS Exam light IV: Room numbers have been used for serial number. Purchased through Eastern Construction company on-contract
63396 | Sphygmomanometers, Aneroid | Sphygmomanometers | Sphygmomanometers, Aneroid | Active | MSH | OPG | 8th Floor | Urogynaecology-OPG | 8th Floor | Welch Allyn | 7670-01 | 110105114929 | 2011-04-11 | 199 | 2012-04-11 | Room# 8-906
63397 | Lights, Examination | Lights | Lights, Examination | Active | MSH | MSH | MSH | Gynaecology-OPG | OPG 8th floor | Welch Allyn | 48810 | 8-705 | 2011-04-11 | 905.6 | 2016-04-11 | For all the exam lights:GS Exam light IV: Room numbers have been used for serial number. Purchased through Eastern Construction company on-contract
63398 | Sphygmomanometers, Aneroid | Sphygmomanometers | Sphygmomanometers, Aneroid | Active | MSH | MSH | MSH | Gynaecology-OPG | OPG 8th floor | Welch Allyn | 7670-01 | 111005055847 | 2011-04-11 | 199 | 2012-04-11 | Room# 8-705
63399 | Lights, Examination | Lights | Lights, Examination | Active | MSH | MSH | MSH | Gynaecology-OPG | OPG 8th floor | Welch Allyn | 48810 | 8-706 | 2011-04-11 | 905.6 | 2016-04-11 | For all the exam lights:GS Exam light IV: Room numbers have been used for serial number. Purchased through Eastern Construction company on-contract
63400 | Sphygmomanometers, Aneroid | Sphygmomanometers | Sphygmomanometers, Aneroid | Active | MSH | MSH | MSH | Gynaecology-OPG | OPG 8th floor | Welch Allyn | 7670-01 | 110131170648 | 2011-04-11 | 199 | 2012-04-11 | Room# 8-706
63401 | Lights, Examination | Lights | Lights, Examination | Active | MSH | OPG | 8th Floor | Urogynaecology-OPG | 8th Floor | Welch Allyn | 48810 | 8-902 | 2011-04-11 | 905.6 | 2016-04-11 | For all the exam lights:GS Exam light IV: Room numbers have been used for serial number. Purchased through Eastern Construction company on-contract
63402 | Tables, Examination/Treatment, Adjustable | Tables | Tables, Examination/Treatment, Adjustable | Active | MSH | OPG | 8th Floor | Women's Unit-OPG | 8th Floor | MIDMARK CORP | 630-003 | V1030705 | 2011-04-11 | 1201 | 2011-04-11 | Room# 8-810
63403 | Tables, Examination/Treatment, Adjustable | Tables | Tables, Examination/Treatment, Adjustable | Active | MSH | OPG | 8th Floor | Women's Unit-OPG | 8th Floor | MIDMARK CORP | 630-003 | V1030842 | 2011-04-11 | 1201 | 2011-04-11 | Room# 8-911
63404 | Tables, Examination/Treatment, Adjustable | Tables | Tables, Examination/Treatment, Adjustable | Active | MSH | OPG | 8th Floor | Women's Unit-OPG | 8th Floor | MIDMARK CORP | 630-003 | V1030909 | 2011-04-11 | 1201 | 2011-04-11 | Room# 8-912
63406 | Video Systems, Endoscopic | Video Systems | Video Systems, Endoscopic | Active | MSH | MSH | 7 | Anesthesia | 7th Floor | OLYMPUS CORP MEDICAL INSTRUMENT DIV | CV-180 | 7100703 | 2011-04-18 | 20001 | 2012-04-18 | Part of Olympus video cart with LF-V Tracheal Intubation Video, s/n 2011147. Video Cart model WM-NP1, s/n 21 104086.
63407 | Light Sources, Fiberoptic | Light Sources | Light Sources, Fiberoptic | Active | MSH | MSH | MSH | Anesthesia | Anesthesia, MSH | OLYMPUS CORP MEDICAL INSTRUMENT DIV | CLV-180 | 7119308 | 2011-04-19 | 10001 | 2012-04-19 10:41 | Part of Olympus cart for Anesthesia with Tracheal Intubation Video LF-V, s/n 2011147. Olympus cart model WM-NP1, s/n 21 104086.
63408 | Video Monitor | Video Monitor | Video Monitor | Active | MSH | MSH | 7 | Anesthesia | 7th Floor | OLYMPUS CORP MEDICAL INSTRUMENT DIV | LMD-2450 MD | 3006403 S | 2011-04-20 | 5000 | 2012-04-20 | Part of Video Cart With as/n63405, 63406, 63409.
63409 | Carts | Carts | Carts | Active | MSH | MSH | MSH | Anesthesia | Anesthesia, MSH | OLYMPUS CORP MEDICAL INSTRUMENT DIV | WM-NP1 | 21 10408 | 2011-04-20 | 56369 | 2012-04-20 13:01 | Part of Olympus Video Cart with AS/Ns 63405, 63406, 63408 and LF-V Tracheal Intubation Scope. (Cost of the entire cart is about $50,000. There is an Olympus Transformer at the bottom of the lower shelf, s/n21 104063, model MAJ-174.
63417 | Sphygmomanometers, Aneroid | Sphygmomanometers | Sphygmomanometers, Aneroid | Active | MSH | MSH | 10N | Nursing 10S Geriatrics | Geriatrics | Welch Allyn | CE0297 | 081024135128 | 2008-03-15 | 380.2 | 2009-03-15
63422 | Lights, Examination | Lights | Lights, Examination | Active | MSH | MSH | 15U | Obstetrical Suite (L&D) | L&D | Welch Allyn | GS Exam Light IV | N344 | 2011-05-06 | 915 | 2011-05-06
63423 | Nitrous Oxide Monitor Medical Gas Analyzer | Nitrous Oxide Monitor Medical Gas Analyzer | Nitrous Oxide Monitor Medical Gas Analyzer | Active | MSH | MSH | 4 | Dental Clinic | Dentistry | Viasensor | G200-OON | IN01872 | 2011-05-09 | 3500 | 2012-05-09 11:05 | Annual calibration needed. Landtec address: 850 S Via Lata, Suite 112, Colton, CA 92324. Phone: 909-783-3636.. Unit is under contract with HenrySchein.
63430 | Food Pump | Food Pump | Food Pump | Active | MSH | MSH | MSH | Nutrition | ICU | Covidien | 482400S | C20298882 | 2011-05-09 | 2001 | 2012-05-09 | provided as part of supply contract at no charge to MSH- battery apr 2016. Old serial # C1152888, AND NEW SERIAL # C15129199 5/1/24 Replaced SN# C15129199 with SN# C20298882
63431 | Food Pump | Food Pump | Food Pump | Active | MSH | MSH | MSH | Nutrition | MSDU | Covidien | 482400S | C1152901 | 2011-05-09 | 2001 | 2012-05-09 | provided under supply contract at no charge to MSH
63432 | Food Pump | Food Pump | Food Pump | Active | MSH | MSH | MSH | Nursing 14S Medicine | 14 South | Covidien | 482400S | C17181256 | 2011-05-09 | 2001 | 2012-05-09 | Battery Feb 2016
63433 | Food Pump | Food Pump | Food Pump | Active | MSH | MSH | 17U | Nutrition | NICU | Covidien | 482400S | C15142349 | 2011-05-09 | 2001 | 2012-05-09 | provided under supply contract at no charge to msh-original serial # C1152914- battery replaced jan 2016. old serial # C0734225- feb 24
63434 | Food Pump | Food Pump | Food Pump | Active | MSH | MSH | 14S | Nursing 14S Medicine | 14th Floor - South Side | Covidien | 482400S | C14086123 | 2011-05-09 | 2001 | 2012-05-09 | provided as supply contract at no charge to msh- old serila # C1152906. Battery nov 2015
63435 | Food Pump | Food Pump | Food Pump | Active | MSH | MSH | MSH | Nutrition | 12 South | Covidien | 482400S | C19290149 | 2011-05-09 | 2001 | 2012-05-09 | provided thorugh supply contract at no charge to msh old sn C21354574 replaced by C19290149
63436 | Food Pump | Food Pump | Food Pump | Active | MSH | MSH | MSH | Nutrition | 11 North | Covidien | 482400S | C15143830 | 2011-05-09 | 2001 | 2012-05-09 | provided through supply contract at no charge to msh- Nov 27- replaced the unit-old serial # C1168420.
63437 | Food Pump | Food Pump | Food Pump | Active | MSH | MSH | 11N | Nursing 11N Medicine | 11th Floor - North Side | Covidien | 482400S | C16145121 | 2011-05-09 | 2001 | 2012-05-09 | supplied through supply contract at no charge to msh-Power Adaptor Oct 2013
63438 | Food Pump | Food Pump | Food Pump | Active | MSH | MSH | MSH | Nutrition | 11 South | Covidien | 482400S | C1152926 | 2011-05-09 | 2001 | 2012-05-09 | provided through supply contract at no charge to msh
63439 | Food Pump | Food Pump | Food Pump | Active | MSH | MSH | MSH | Nutrition | Emergency | Covidien | 482400S | C16147791 | 2011-05-09 | 2001 | 2012-05-09 | provided thorugh supply contract at no charge to msh
63441 | Air Mattress | Air Mattress | Air Mattress | Active | MSH | MSH | 10N | Nursing 10S Geriatrics | Geriatrics | Joems Healthcare Inc. | Arise 1000 LAL CU | CU400-12056 | 2011-05-17 | 501 | 2012-05-17 16:00 | New unit Air Mattress
63442 | Laryngoscopes, Video | Laryngoscopes | Laryngoscopes, Video | Active | MSH | MSH | 18 | Respiratory Therapy | ICU | Verathon Medical | Glidscope | AM112264 | 2011-05-20 | 16975.3008 | 2012-05-20 13:42
63445 | Vacuum Regulator | Vacuum Regulator | Vacuum Regulator | Active | MSH | MSH | 10S | Nursing 10S Geriatrics | Cardiology | Amvex Corporation | VR-CIID-DHDG | VRA0701JH | 2010-01-07 | 444.16 | 2011-01-07 11:16
63447 | Oscilloscopes | Oscilloscopes | Oscilloscopes | Active | MSH | MSH | 1 | Biomedical Engineering | Biomedical Eng. | Agilent | DSO5032A | MY50340270 | 2011-05-24 | 5980 | 2012-05-24
63469 | Thermometers, Electronic, Thermistor/Thermocouple, Patient | Thermometers | Thermometers, Electronic, Thermistor/Thermocouple, Patient | Active | MSH | MSH | 14N | Nursing 14N Surgery |  | Cardinal Health Canada Inc | FastTemp | G0912523 | 2009-03-19 | 350 | 2010-03-19 | out of service, 06.06.2011
63473 | Cardiac Output Units | Cardiac Output Units | Cardiac Output Units | Active | MSH | MSH | 17U | NICU | NICU | Cheetah Medical, Inc. | NICOM Reliant | V32011051151 | 2011-06-13 | 20000 | 2012-06-13 10:52 | For evaluation in NICU
63475 | Warming Cabinet | Warming Cabinet | Warming Cabinet | Active | MSH | MSH | 7 | SURGICAL SUITE (COMBINED WITH CYSTO) | O.R | STERIS CORP | DJ06012433111 | 0414611022 | 2011-06-15 | 5001 | 2012-06-15 11:01
63476 | Warming Cabinet | Warming Cabinet | Warming Cabinet | Active | MSH | MSH | 7 | SURGICAL SUITE (COMBINED WITH CYSTO) | O.R | STERIS CORP | DJ06012433111 | 0414611021 | 2011-06-15 | 5001 | 2012-06-15 11:01
63477 | Warming Cabinet | Warming Cabinet | Warming Cabinet | Active | MSH | MSH | 7 | SURGICAL SUITE (COMBINED WITH CYSTO) | O.R | STERIS CORP | DJ06012433111 | 0414611020 | 2011-06-15 | 9000 | 2012-06-15 11:01
63478 | Sphygmomanometers, Aneroid | Sphygmomanometers | Sphygmomanometers, Aneroid | Active | MSH | MSH | 16M | Mother & Baby | M&B | Welch Allyn | CE0297 | 110328211901 | 2011-06-15 | 380.2 | 2012-06-15 12:09
63479 | Sphygmomanometers, Aneroid | Sphygmomanometers | Sphygmomanometers, Aneroid | Active | MSH | MSH | 16M | Mother & Baby | M&B | Welch Allyn | CE0297 | 110328213541 | 2011-06-15 | 380.2 | 2012-06-15 12:09
63484 | Monitors, Physiologic, Patient Transport | Monitors, Physiologic | Monitors, Physiologic, Patient Transport | Active | MSH | MSH | 5 | JDMI - Angio/Interventional | 5 | Philips Healthcare | M8105A - MP5 | DE91341051 | 2011-06-23 | 7500 | 2012-06-23
63494 | Thermometers, Electronic, Thermistor/Thermocouple, Patient | Thermometers | Thermometers, Electronic, Thermistor/Thermocouple, Patient | Active | MSH | MSH | 14N | Nursing 14N Surgery |  | Cardinal Health Canada Inc | FastTemp | G0321343 | 2003-09-01 | 350 | 2004-09-01 | Added to data base July. 05. 2011.
63503 | Pediatric Crib | Pediatric Crib | Pediatric Crib | Active | MSH | MSH | 17U | NICU | NICU | MIDMARK CORP | 500CRIB | TAC004864 | 2011-07-07 | 5001 | 2011-07-07 | Loaner from Sick kids
63504 | Pediatric Crib | Pediatric Crib | Pediatric Crib | Active | MSH | MSH | 17U | NICU | NICU | MIDMARK CORP | 500CRIB | 004892 | 2011-07-07 | 5001 | 2011-07-07 | Loaner from Sick Kids
63505 | Pediatric Crib | Pediatric Crib | Pediatric Crib | Active | MSH | MSH | 17U | NICU | NICU | MIDMARK CORP | 500CRIB | 004807 | 2011-07-07 | 5001 | 2011-07-07 | Loaner from Sick Kids
63506 | Pediatric Crib | Pediatric Crib | Pediatric Crib | Active | MSH | MSH | 17U | NICU | NICU | MIDMARK CORP | 500CRIB | 004870 | 2011-07-07 | 5001 | 2011-07-07 | Loaner from Sick Kids
63507 | Holmium Laser System | Holmium Laser System | Holmium Laser System | Active | MSH | MSH | 7 | SURGICAL SUITE (COMBINED WITH CYSTO) | OR | Xintec Corp | Odyssey 30B | 29020-LRDRD | 2011-07-08 | 425000 | 2012-07-08 | Power 230VAC
63511 | Food Pump | Food Pump | Food Pump | Active | MSH | MSH | MSH | Nutrition | CCU | Covidien | 482400S | C1059247 | 2011-01-18 | 2001 | 2012-01-18 14:53 | provided through supply contract at no charge to Msh
63518 | Power Systems, Uninterruptible | Power Systems | Power Systems, Uninterruptible | Active | MSH | MSH | 7 | SURGICAL SUITE (COMBINED WITH CYSTO) | O.R | TRIPP LITE | SMART1200XLHG | AGSM1200PSR3HG | 2011-07-20 | 501 | 2012-07-20 09:46 | Unit came in as part of Stryker Integrated OR.
63521 | Thermometers, Electronic, Thermistor/Thermocouple, Patient | Thermometers | Thermometers, Electronic, Thermistor/Thermocouple, Patient | Active | MSH | MSH | 12N | General Oncology Clinic | Oncology | Cardinal Health Canada Inc | FastTemp | G1012792 | 2010-07-15 | 350 | 2011-07-15 | All expenses incurred during repairs to this thermometer are to be charged to cost centre 100-4171630000
63529 | Thermometers, Electronic, Thermistor/Thermocouple, Patient | Thermometers | Thermometers, Electronic, Thermistor/Thermocouple, Patient | Active | MSH | MSH | 16N | Express Admission Unit | 16th Floor - North Side | Cardinal Health Canada Inc | FastTemp | G0416597 | 2004-05-20 | 350 | 2005-05-20 | In-house refurbished unit. New one is $288.00
63532 | Thermometers, Electronic, Thermistor/Thermocouple, Patient | Thermometers | Thermometers, Electronic, Thermistor/Thermocouple, Patient | Active | MSH | MSH | 1 | Biomedical Engineering | Biomedical Eng. | Cardinal Health Canada Inc | FastTemp | G0321333 | 2003-09-20 | 300 | 2004-09-20
63534 | Thermometers, Electronic, Thermistor/Thermocouple, Patient | Thermometers | Thermometers, Electronic, Thermistor/Thermocouple, Patient | Active | MSH | MSH | 17U | NICU | NICU | Cardinal Health Canada Inc | FastTemp | G0321338 | 2003-09-20 | 300 | 2004-09-20
63539 | Ultrasound - POCUS | Ultrasound Therapy Systems | Ultrasound Therapy Systems | Active | MSH | MSH | 2 | Surgical Skills Centre | Surgical Skills Centre | SonoSite (FujiFilm) | P08189-10 - M-Turbo | 03BL85 | 2011-08-22 | 30001 | 2012-08-22 15:39 | Registered to Surgical Skills Centre, MSH. Upon request by Jason. HFL38x/13.6MHz Transducer, s/n 03VX CF, ref #PO7682-30 replaced one with s/n 03G6CN.
63563 | Thermometers, Electronic, Thermistor/Thermocouple, Patient | Thermometers | Thermometers, Electronic, Thermistor/Thermocouple, Patient | Active | MSH | MSH | 10S | Nursing 10S Geriatrics | Cardiology | Cardinal Health Canada Inc | FastTemp | G1113471 | 2011-08-31 | 290 | 2012-08-31 | New unit for sale!
63624 | Packaging System, Unit Dose, Liquid | Packaging System | Packaging System, Unit Dose, Liquid | Active | MSH | MSH | MSH | Pharmacy | Pharmacy, 17-H01-1 | MEDICAL PACKAGING INC | MP-FLUIDOSE-SYR | 0 | 2011-09-15 | 5001 | 2012-09-15 13:48
63627 | Thermometers, Electronic, Thermistor/Thermocouple, Patient | Thermometers | Thermometers, Electronic, Thermistor/Thermocouple, Patient | Active | MSH | MSH | 14N | Nursing 14N Surgery | 14th Floor - North Side | Cardinal Health Canada Inc | FastTemp | G1113648 | 2011-09-19 | 401 | 2012-09-19 | New unit with rectal probe.
63633 | Thermometers, Electronic, Thermistor/Thermocouple, Patient | Thermometers | Thermometers, Electronic, Thermistor/Thermocouple, Patient | Active | MSH | MSH | 10S | Nursing 10S Geriatrics | Cardiology | Cardinal Health Canada Inc | FastTemp | G1113649 | 2004-01-20 | 290 | 2005-01-20
63688 | Thermometers, Electronic, Infrared | Thermometers | Thermometers, Electronic, Infrared | Active | MSH | MSH | 11S | Nursing 11S Medicine |  | Cardinal Health Canada Inc | Genius 2 | N15510406 | 2015-10-05 | 249 | 2014-10-05
63712 | Testers, Electrical Safety/Medical Device Performance | Testers | Testers, Electrical Safety/Medical Device Performance | Active | MSH | MSH | 1 | Biomedical Engineering | Biomedical Eng. | FLUKE BIOMEDICAL | ESA620 | 1805012 | 2011-10-11 | 6000 | 2012-10-11
63713 | Scales, Patient, Floor | Scales | Scales, Patient, Floor | Active | MSH | MSH | 15M | Nursing 15 Murray/Antenatal | Antenatal | Pelstar | 499KL | 4990002109 | 2011-10-11 | 501 | 2012-01-11 | WWW.HOMSCALES.COM Pelstar LLC, 11800 South Austin Ave., Unit B ALSIP, IL 60803, 1-800-638-3722
63718 | Cardiac Output Units | Cardiac Output Units | Cardiac Output Units | Active | MSH | MSH | MSH | Heart Function Clinic | ext 2366 | Cheetah Medical, Inc. | NICOM Reliant | V32011071382 | 2011-10-26 | 20000 | 2012-10-26 | for research = anesthesia
63720 | Vacuum Regulator | Vacuum Regulator | Vacuum Regulator | Active | MSH | MSH | 18 | ICU | ICU | Amvex Corporation | VR-CIID-DHDG | VRA08059HH | 2010-01-07 | 444.16 | 2011-01-07 11:16 | No PO#
63722 | Aspirators, Emergency | Aspirators | Aspirators, Emergency | Active | MSH | MSH | MSH | Respiratory Therapy | Respiratory | LAERDAL MEDICAL CORP | 780010 | 78171184461 | 2011-10-28 | 980 | 2012-02-28 13:01 | 3 Year Battery
63723 | Scales, Patient, Floor | Scales | Scales, Patient, Floor | Active | MSH | MSH | 12S | Nursing 12S Medicine |  | HEALTH O METER INC | 2595KL | 2595B00722 | 2011-10-31 | 5001 | 2012-10-31 10:19
63724 | ELECTROCARDIOGRAPHS, MULTI-CHANNEL | Electrocardiographs | Electrocardiographs, Multichannel | Active | MSH | MSH | 7 | PACU | PACU | Philips Healthcare | 860315 - TC70 | USO1107147 | 2011-10-31 | 18450 | 2012-10-31 | Battery Li. Set for old and new wireless networks.
63726 | Pressure Meters, Digital | Pressure Meters | Pressure Meters, Digital | Active | MSH | MSH | 1 | Biomedical Engineering | Biomedical Eng. | NETECH CORP | UniMano -UM 4000 | 13409 | 2000-03-14 | 750 | 2001-03-14 | Biomed Pressure Meter
63727 | Testers | Testers | Testers | Active | MSH | MSH | 1 | Biomedical Engineering | Biomedical Eng. | NETECH CORP | Calibrator/Checker | 26718 | 2010-03-14 | 750 | 2013-03-14 | Biomed Pressure Meter
63729 | Thermometers, Electronic, Thermistor/Thermocouple, Patient | Thermometers | Thermometers, Electronic, Thermistor/Thermocouple, Patient | Active | MSH | MSH | 14N | Nursing 14N Surgery | 14N | Cardinal Health Canada Inc | FastTemp | G1112864 | 2011-11-02 | 290 | 2014-11-02 | 03-2011. New Unit.
63730 | Thermometers, Electronic, Thermistor/Thermocouple, Patient | Thermometers | Thermometers, Electronic, Thermistor/Thermocouple, Patient | Active | MSH | MSH | 14N | Nursing 14N Surgery |  | Cardinal Health Canada Inc | FastTemp | G1112828 | 2011-11-02 | 290 | 2014-11-02 | 03-2011. New Unit.
63731 | Thermometers, Electronic, Thermistor/Thermocouple, Patient | Thermometers | Thermometers, Electronic, Thermistor/Thermocouple, Patient | Active | MSH | MSH | 14N | Nursing 14N Surgery |  | Cardinal Health Canada Inc | FastTemp | G0424289 | 2004-10-01 | 290 | 2005-10-01 | 03-2011. New Unit. Vendor replaced sn.G1112830 with sn.G0424289, 06/07/2012. The replacement unit is not working and it is not repairable. Called the vendor and it was not under warranty. Remove from the service. 2012-09-26
63732 | Thermometers, Electronic, Thermistor/Thermocouple, Patient | Thermometers | Thermometers, Electronic, Thermistor/Thermocouple, Patient | Active | MSH | MSH | 14N | Nursing 14N Surgery |  | Cardinal Health Canada Inc | FastTemp | G1112822 | 2011-11-02 | 290 | 2014-11-02 | 03-2011. New Unit.
63749 | Thermometers, Electronic, Thermistor/Thermocouple, Patient | Thermometers | Thermometers, Electronic, Thermistor/Thermocouple, Patient | Active | MSH | MSH | 17U | NICU | NICU | Cardinal Health Canada Inc | FastTemp | G0313655 | 2011-11-16 | 249 | 2014-11-16
63750 | Thermometers, Electronic, Thermistor/Thermocouple, Patient | Thermometers | Thermometers, Electronic, Thermistor/Thermocouple, Patient | Active | MSH | MSH | 12N | General Oncology Clinic | Oncology | Cardinal Health Canada Inc | FastTemp | G1114104 | 2011-11-16 | 288.4 | 2014-11-16
63752 | Wire Driver | Wire Driver | Wire Driver | Active | MSH | MSH | 7 | SURGICAL SUITE (COMBINED WITH CYSTO) | O.R | Linvatec | 5053-13 | 1230 | 2011-11-11 | 2001 | 2012-11-11 | Unit is under contract with Linvatec.
63781 | Thermometers, Electronic, Thermistor/Thermocouple, Patient | Thermometers | Thermometers, Electronic, Thermistor/Thermocouple, Patient | Active | MSH | MSH | 10S | Nursing 10S Geriatrics | Cardiology | Cardinal Health Canada Inc | FastTemp | G0412803 | 2011-11-17 | 350 |  | Added to data base on Nov 17,2011.
63786 | Simulators, Multiparameter | Simulators | Simulators, Multiparameter | Active | MSH | MSH | 1 | Biomedical Engineering | Biomedical Eng. | FLUKE BIOMEDICAL | PS420 | 1830050 | 2011-11-18 | 4307.3501 | 2012-11-18 | Purchase price includes 2 BP cables, PS420cardiac output adapter, s/n 6365 and 9v power adapter
63789 | Light Sources, Fiberoptic | Light Sources | Light Sources, Fiberoptic | Active | MSH | MSH | 7 | SURGICAL SUITE (COMBINED WITH CYSTO) | 7th Floor | Linvatec | Integra 401327P | 00MLX052509 | 2010-04-06 | 10001 |  | Unit is a loaner.
63793 | Aspirators, Emergency | Aspirators | Aspirators, Emergency | Active | MSH | MSH | 7 | PACU | PACU | LAERDAL MEDICAL CORP | 780010 | 78191185124 | 2011-11-28 | 879 | 2012-11-28 | 3 Year Battery
63796 | Light Sources, Fiberoptic | Light Sources | Light Sources, Fiberoptic | Active | MSH | MSH | 7 | SURGICAL SUITE (COMBINED WITH CYSTO) | O.R | SMITH AND NEPHEW MPL DIV | 7206084 | 608410502 | 2008-12-01 | 10001 | 2009-12-01 | Donated by Smith & Nephew Canada.
63797 | Fluid Management System | Fluid Management System | Fluid Management System | Active | MSH | MSH | 7 | SURGICAL SUITE (COMBINED WITH CYSTO) | 7th Floor - OR | SMITH AND NEPHEW MPL DIV | 7211010 | ZN02949 | 2008-12-01 | 5001 | 2009-12-01 | Donation by Smith & Nephew
63798 | Dyonics Power Shaver System Control Unit | Dyonics Power Shaver System Control Unit | Dyonics Power Shaver System Control Unit | Active | MSH | MSH | 7 | SURGICAL SUITE (COMBINED WITH CYSTO) | 7th Floor - OR | SMITH AND NEPHEW MPL DIV | 7205841 | WA 16807 | 2008-12-01 | 10001 | 2009-12-01
63799 | Image Management System | Image Management System | Image Management System | Active | MSH | MSH | 7 | SURGICAL SUITE (COMBINED WITH CYSTO) | O.R | SMITH AND NEPHEW MPL DIV | 72200242 | 660HD2205 | 2008-12-01 | 5001 | 2009-12-01 | Donation from Smith & Nephew
63801 | ELECTROCARDIOGRAPHS, MULTI-CHANNEL | Electrocardiographs | Electrocardiographs, Multichannel | Active | MSH | MSH | 12N | Nursing 12N Medicine | 12th Floor - North Side | Philips Healthcare | 860315 - TC70 | USN1107332 | 2011-12-01 | 18450 | 2012-12-01 | Battery Li. Set for old and new wireless networks. Class B PIM & PIM cable. Prints 3 copies.
63806 | Monitors, Vital Signs | Monitors, Vital Signs | Monitors, Vital Signs | Active | MSH | MSH | 3 | Emergency | Emergency (GAZ) | Welch Allyn | 64NXXX-B - CVSM 6000 | 103001424511 | 2011-12-12 | 3501 | 2013-12-12 | Battery Li-ion.
63807 | Monitors, Vital Signs | Monitors, Vital Signs | Monitors, Vital Signs | Active | MSH | MSH | 3 | Emergency | Emergency | Welch Allyn | 64NXXX-B - CVSM 6000 | 103000234511 | 2011-12-12 | 3501 | 2013-12-12 | Battery Li-ion. Replaced feb 2016
63808 | Monitors, Vital Signs | Monitors, Vital Signs | Monitors, Vital Signs | Active | MSH | MSH | 1 | Emergency | Biomed | Welch Allyn | 64NXXX-B - CVSM 6000 | 103002274511 | 2011-12-12 | 3501 | 2013-12-12 | Battery Li-ion. Battery Date: July.2014
63809 | Monitors, Vital Signs | Monitors, Vital Signs | Monitors, Vital Signs | Active | MSH | MSH | 1 | Emergency | Biomed | Welch Allyn | 64NXXX-B - CVSM 6000 | 103001123911 | 2011-12-12 | 3501 | 2012-12-12 | Battery Li-ion. Battery Date: June.2014
63813 | Infant T-Piece Resuscitator | Infant T-Piece Resuscitator | Infant T-Piece Resuscitator | Active | MSH | MSH | 17U | Respiratory Therapy | NICU | FISHER & PAYKEL MEDICAL INC | RD900AEU | 111108003490 | 2011-12-15 | 2001 | 2012-12-15
63817 | Scalers, Dental, Ultrasonic | Scalers | Scalers, Dental, Ultrasonic | Active | MSH | MSH | 4 | Dental Clinic | Dentistry | CAULK DENTSPLY | GEN-131 | G131-31539 | 2011-12-19 | 1876.66 | 2012-12-19 | vendor supported equipment
63820 | Light Sources, Fiberoptic | Light Sources | Light Sources, Fiberoptic | Active | MSH | MSH | 4 | ENT Clinic | 4 | OLYMPUS CORP MEDICAL INSTRUMENT DIV | CLH-SC | 7001480 | 2011-12-22 | 10001 | 2011-12-22
63821 | Baby Bed Electric | Baby Bed Electric | Baby Bed Electric | Active | MSH | MSH | 16M | Mother & Baby | M&B | Bomimed | Joeybabybed | BB4054/08 | 2011-12-29 | 8001 | 2012-12-29 10:39 | Joeybabywarmer attatched SN# B8884/08
63822 | Joey Baby Warmer | Joey Baby Warmer | Joey Baby Warmer | Active | MSH | MSH | 16M | Mother & Baby | M&B | Bomimed | Joey Baby Warmer | B8884/08 | 2014-11-10 | 10001 | 2015-12-10
63827 | Urinalysis Strip Tester | Urinalysis Strip Tester | Urinalysis Strip Tester | Active | MSH | MSH | 3 | Emergency | Emergency | Siemens | Clinitek Status Connect | 001626 | 2012-01-05 | 2000 | 2013-01-05 14:38 | Unit consists of Clinitek Status Connector and Clinitek Status Analyzer with Motorola Bar Code reader LS2208, pin #L82208-SR20291R, s/n Y7CU88.
63829 | Monitors, Vital Signs | Monitors, Vital Signs | Monitors, Vital Signs | Active | MSH | MSH | MSH | Rheumatology | Rheumatology | Welch Allyn | 53000 | JA090273 | 2006-06-14 | 5001 | 2007-06-14 | 60 Murray St. 2nd floor. Battery Date: Jan.2014
63830 | Cardiac Output Units | Cardiac Output Units | Cardiac Output Units | Active | MSH | MSH | MSH | Cath Lab | Cath Lab | Cheetah Medical, Inc. | NICOM Reliant | V32011091471 | 2012-01-09 | 20000 | 2013-01-09 10:52
63832 | BLOOD FLOW DETECTORS, ULTRASONIC | BLOOD FLOW DETECTORS | BLOOD FLOW DETECTORS, ULTRASONIC | Active | MSH | MSH | 18 | ICU | ICU | HUNTLEIGH TECHNOLOGY INC | D900 | 900LX0152315-11 | 2012-01-11 | 1960 | 2012-01-11 | Probes Ser# 722AX01 18047-11 ,722AX01 18532-11 722AX01 18395-11
63834 | 300 Watt Xenon Light Source | 300 Watt Xenon Light Source | 300 Watt Xenon Light Source | Active | MSH | MSH | 7 | SURGICAL SUITE (COMBINED WITH CYSTO) | O.R | CONMED CORP | LS7700 | 75141 | 2012-01-17 | 8001 | 2013-01-17 08:46 | Unit came with CAT 5e Patch Cable.
63835 | Warming Units, Patient, Radiant, Infant, Mobile | Warming Units | Warming Units, Patient, Radiant, Infant, Mobile | Active | MSH | MSH | 16M | Mother & Baby | M&B | GE Healthcare | Panda iRes | HDJQ52993 | 2012-01-18 | 34116 | 2013-01-18 | WITH SCALE -TRONIX SN# OMP-4936
63836 | Sphygmomanometers, Aneroid | Sphygmomanometers | Sphygmomanometers, Aneroid | Active | MSH | MSH | 10S | Nursing 10S Geriatrics | Cardiology | Welch Allyn | 7670-01 | 0101180183 | 2010-06-15 | 199 | 2011-06-15 | Room # 1628
63841 | Sphygmomanometers, Aneroid | Sphygmomanometers | Sphygmomanometers, Aneroid | Active | MSH | MSH | MSH | Gynaecology-OPG | OPG-3rd Floor | Welch Allyn | CE0297 | 110328213541 | 2011-06-15 | 380.2 | 2012-06-15 12:09
63842 | Lights, Examination | Lights | Lights, Examination | Active | MSH | MSH | MSH | Gynaecology-OPG | OPG-3rd Floor | Welch Allyn | 48810 | room-3-342 | 2012-08-24 | 905.6 | 2017-08-24 | Ordered GS Exam light IV for Dr Barkin
63843 | Lights, Examination | Lights | Lights, Examination | Active | MSH | MSH | MSH | Gynaecology-OPG | OPG-3rd Floor | Welch Allyn | 48810 | room - 3-343 | 2012-08-24 | 905.6 | 2017-08-24 | Ordered for Dr Barkin
63844 | Sphygmomanometers, Aneroid | Sphygmomanometers | Sphygmomanometers, Aneroid | Active | MSH | OPG | 3rd Floor | Special Pregnancy Program - Maternal | 3rd Floor | Welch Allyn | 7670-01 | 120103060428 | 2012-07-17 | 199 | 2013-07-17 | Department: Maternal Complications at Pregnancy- Room # 3-406
63845 | Sphygmomanometers, Aneroid | Sphygmomanometers | Sphygmomanometers, Aneroid | Active | MSH | OPG | 3rd Floor | Special Pregnancy Program - Maternal | 3rd Floor | Welch Allyn | 7670-01 | 120222181042 | 2012-07-17 | 199 | 2013-07-17 | Department: Maternal Complications at Pregnancy- Room # 3-409
63846 | Sphygmomanometers, Aneroid | Sphygmomanometers | Sphygmomanometers, Aneroid | Active | MSH | OPG | 3rd Floor | Special Pregnancy Program - Maternal | 3rd Floor | Welch Allyn | 7670-01 | 120222212430 | 2012-07-17 | 199 | 2013-07-17 | Department: Maternal Complications at Pregnancy- Room # 3-403
63848 | Sphygmomanometers, Aneroid | Sphygmomanometers | Sphygmomanometers, Aneroid | Active | MSH | OPG | 3rd Floor | Special Pregnancy Program - Maternal | 3rd Floor | Welch Allyn | 7670-01 | 110920115817 | 2012-06-15 | 199 | 2013-06-15 | Department: Maternal Complications at Pregnancy- (Anesthesia) Room # 3-508 Purchased through Eastern Construction company on-contract
63849 | Lights, Examination | Lights | Lights, Examination | Active | MSH | OPG | 3rd Floor | General Obstetrics |  | Welch Allyn | 48810 | 3-311 | 2012-08-13 | 905.6 | 2017-08-13 | Department: General Obstetrics- Room # 3-311 For all the exam lights:GS Exam light IV: Room numbers have been used for serial number) Purchased through Eastern Construction company on-contract
63850 | Sphygmomanometers, Aneroid | Sphygmomanometers | Sphygmomanometers, Aneroid | Active | MSH | OPG | 3rd Floor | Special Pregnancy Program - Maternal | 3rd Floor | Welch Allyn | 7670-01 | 110916151600 | 2011-06-15 | 199 | 2012-06-15 | Department: Maternal Complications at Pregnancy- (Anesthesia) Room # 3-506 Purchased through Eastern Construction company on-contract
63852 | Sphygmomanometers, Aneroid | Sphygmomanometers | Sphygmomanometers, Aneroid | Active | MSH | OPG | 3rd Floor | Special Pregnancy Program - Maternal | 3rd Floor | Welch Allyn | 7670-01 | 110920183751 | 2012-06-15 | 199 | 2013-06-15 | Department: Maternal Complications at Pregnancy- (Anesthesia) Room # 3-504 Purchased through Eastern Construction company on-contract
63853 | Sphygmomanometers, Aneroid | Sphygmomanometers | Sphygmomanometers, Aneroid | Active | MSH | OPG | 3rd Floor | Special Pregnancy Program - Maternal | 3rd Floor | Welch Allyn | 7670-01 | 0 | 2011-06-15 | 199 | 2012-06-15 | Department: Maternal Complications at Pregnancy- Room # 3-408 Purchased through Eastern Construction company on-contract
63854 | Sphygmomanometers, Aneroid | Sphygmomanometers | Sphygmomanometers, Aneroid | Active | MSH | OPG | 3rd Floor | Special Pregnancy Program - Maternal | 3rd Floor | Welch Allyn | 7670-01 | 110916123242 | 2011-07-24 | 199 | 2012-07-24 | Department: Maternal Complications at Pregnancy- Room # 3-407 Purchased through Eastern Construction company on-contract
63855 | Sphygmomanometers, Aneroid | Sphygmomanometers | Sphygmomanometers, Aneroid | Active | MSH | OPG | 3rd Floor | General Obstetrics |  | Welch Allyn | 7670-10 | 110916122528 | 2011-06-15 | 199 | 2012-06-15 | Department: General Obstetrics- Room # 3-305 Purchased through Eastern Construction company on-contract
63856 | Sphygmomanometers, Aneroid | Sphygmomanometers | Sphygmomanometers, Aneroid | Active | MSH | MSH | MSH | Gynaecology-OPG | OPG Rm 3-704 | Welch Allyn | CE0297 | 110328213541 | 2011-06-15 | 380.2 | 2012-06-15 12:09
63857 | Sphygmomanometers, Aneroid | Sphygmomanometers | Sphygmomanometers, Aneroid | Active | MSH | MSH | MSH | Gynaecology-OPG | OPG Rm 705 | Welch Allyn | CE0297 | 110328213541 | 2011-06-15 | 380.2 | 2012-06-15 12:09
63858 | Sphygmomanometers, Aneroid | Sphygmomanometers | Sphygmomanometers, Aneroid | Active | MSH | MSH | MSH | Gynaecology-OPG | OPG Rm 3-711 | Welch Allyn | CE0297 | 110328213541 | 2011-06-15 | 380.2 | 2012-06-15 12:09
63859 | Sphygmomanometers, Aneroid | Sphygmomanometers | Sphygmomanometers, Aneroid | Active | MSH | OPG | 3rd Floor | General Obstetrics |  | Welch Allyn | 7670-01 | 110916145859 | 2011-06-15 | 199 | 2012-06-15 | Department: General Obstetrics- Room number was not allocated. Purchased through Eastern Construction company on-contract
63860 | Sphygmomanometers, Aneroid | Sphygmomanometers | Sphygmomanometers, Aneroid | Active | MSH | MSH | MSH | Gynaecology-OPG | OPG Rm 3-713 | Welch Allyn | CE0297 | 110328213541 | 2011-06-15 | 380.2 | 2012-06-15 12:09
63861 | Sphygmomanometers, Aneroid | Sphygmomanometers | Sphygmomanometers, Aneroid | Active | MSH | OPG | 3rd Floor | General Obstetrics |  | Welch Allyn | 7670-10 | 110921071331 | 2011-06-15 | 199 | 2012-06-15 | Department: General Obstetrics- Room # 3-317 Purchased through Eastern Construction company on-contract
63862 | Sphygmomanometers, Aneroid | Sphygmomanometers | Sphygmomanometers, Aneroid | Active | MSH | MSH | MSH | Gynaecology-OPG | OPG Rm 3-807 | Welch Allyn | CE0297 | 110328213541 | 2011-06-15 | 380.2 | 2012-06-15 12:09
63863 | Sphygmomanometers, Aneroid | Sphygmomanometers | Sphygmomanometers, Aneroid | Active | MSH | MSH | MSH | Gynaecology-OPG | OPG Rm 3-808 | Welch Allyn | CE0297 | 110328213541 | 2011-06-15 | 380.2 | 2012-06-15 12:09
63864 | Sphygmomanometers, Aneroid | Sphygmomanometers | Sphygmomanometers, Aneroid | Active | MSH | MSH | MSH | Gynaecology-OPG | OPG Rm 3-812 | Welch Allyn | CE0297 | 110328213541 | 2011-06-15 | 380.2 | 2012-06-15 12:09
63865 | Sphygmomanometers, Aneroid | Sphygmomanometers | Sphygmomanometers, Aneroid | Active | MSH | MSH | MSH | Gynaecology-OPG | OPG Rm 3-813 | Welch Allyn | CE0297 | 110328213541 | 2011-06-15 | 380.2 | 2012-06-15 12:09
63866 | Sphygmomanometers, Aneroid | Sphygmomanometers | Sphygmomanometers, Aneroid | Active | MSH | MSH | MSH | Gynaecology-OPG | OPG Rm 3-814 | Welch Allyn | CE0297 | 110328213541 | 2011-06-15 | 380.2 | 2012-06-15 12:09
63867 | Sphygmomanometers, Aneroid | Sphygmomanometers | Sphygmomanometers, Aneroid | Active | MSH | OPG | 3rd Floor | General Obstetrics |  | Welch Allyn | 7670-01 | 110920122607 | 2012-07-15 | 199 | 2013-07-15 | Department: General Obstetrics- Room # 3-311 Purchased through Eastern Construction company on-contract
63868 | Sphygmomanometers, Aneroid | Sphygmomanometers | Sphygmomanometers, Aneroid | Active | MSH | MSH | MSH | Gynaecology-OPG | OPG Rm 3-904 | Welch Allyn | CE0297 | 110328213541 | 2011-06-15 | 380.2 | 2012-06-15 12:09
63869 | Sphygmomanometers, Aneroid | Sphygmomanometers | Sphygmomanometers, Aneroid | Active | MSH | OPG | 3rd Floor | Special Pregnancy Program - Maternal | 3rd Floor | Welch Allyn | 7670-01 | 120320131014 | 2012-07-17 | 199 | 2013-07-17 | Department: Maternal Complications at Pregnancy- Room # 3-412
63870 | Warming Units, Patient, Radiant, Infant, Mobile | Warming Units | Warming Units, Patient, Radiant, Infant, Mobile | Active | MSH | MSH | 16M | Mother & Baby | M&B | GE Healthcare | Panda iRes | HDJQ52994 | 2012-01-24 | 34116 | 2013-01-24 | WIRH SCALE-TRONIX SN #OMP-5073
63871 | Warming Units, Patient, Radiant, Infant, Mobile | Warming Units | Warming Units, Patient, Radiant, Infant, Mobile | Active | MSH | MSH | 16M | Mother & Baby | M&B | GE Healthcare | Panda iRes | HDJQ52995 | 2012-01-24 | 34116 | 2013-01-24 11:09 | WITH SCALE-TRONIX SN# OMP-5114
63872 | Incubators, Infant, Mobile | Incubators | Incubators, Infant, Mobile | Active | MSH | MSH | 16M | Mother & Baby | M&B | GE Healthcare | Giraffe | HDHQ51684 | 2012-01-24 | 33715 | 2013-01-24 | WITH IN SCALE-TRONIX # 361746. Battery date: April.2016
63874 | Incubators, Infant, Mobile | Incubators | Incubators, Infant, Mobile | Active | MSH | MSH | 17U | NICU | NICU | GE Healthcare | Giraffe | HDHQ51683 | 2012-01-24 | 33715 | 2013-01-24 | WITH IN SCALE-TRONIX SN# 362575
63875 | Incubators, Infant, Mobile | Incubators | Incubators, Infant, Mobile | Active | MSH | MSH | 17U | NICU | 17th Floor - NICU | GE Healthcare | Giraffe | HDHQ51681 | 2012-01-24 | 33714 | 2013-01-24 | WITH IN SCALE- TRONIX SN# 361786 Battery Date: December.2015
63881 | Transducer, Fetal Monitoring | Transducer | Transducer, Fetal Monitoring | Active | MSH | MSH | MSH | LABOUR/DELIVERY NUW 4 | L&D 15th Floor | Philips Healthcare | M1355-60011 | DE405F5704 | 2012-01-26 | 800 | 2013-01-26
63882 | Transducer, Fetal Monitoring | Transducer | Transducer, Fetal Monitoring | Active | MSH | MSH | MSH | LABOUR/DELIVERY NUW 4 | L&D 15th Floor | Philips Healthcare | M1355-60011 | DE405F7131 | 2012-01-26 | 800 | 2013-01-26
63883 | Transducer, Fetal Monitoring | Transducer | Transducer, Fetal Monitoring | Active | MSH | MSH | MSH | LABOUR/DELIVERY NUW 4 | L&D 15th Floor | Philips Healthcare | M1355-60011 | DE405F8408 | 2012-01-26 | 800 | 2013-01-26
63884 | Transducer, Fetal Monitoring | Transducer | Transducer, Fetal Monitoring | Active | MSH | MSH | MSH | LABOUR/DELIVERY NUW 4 | L&D 15th Floor | Philips Healthcare | M1355-60011 | DE405F5870 | 2012-01-26 | 800 | 2013-01-26
63885 | Transducer, Fetal Monitoring | Transducer | Transducer, Fetal Monitoring | Active | MSH | MSH | MSH | LABOUR/DELIVERY NUW 4 | L&D 15th Floor | Philips Healthcare | M1355-60011 | DE405F6700 | 2012-01-26 | 800 | 2013-01-26
63925 | Monitors, Personal, Blood Pressure, Noninvasive | Monitors | Monitors, Personal, Blood Pressure, Noninvasive | Active | MSH | MSH | MSH | ECG Unit | ECG Unit | SPACELABS INC | 90217-1B | 217-014969 | 2012-01-05 | 3001 |  | Battery, AA Alkaline. This unit has been in service for eight years. No warranty.
63927 | ELECTROCARDIOGRAPHS, MULTI-CHANNEL | Electrocardiographs | Electrocardiographs, Multichannel | Active | MSH | MSH | MSH | ECG Unit | MSH-600 Uni-16-ECG Clinic | Philips Healthcare | 860315 - TC70 | US21207826 | 2012-02-23 | 18450 | 2013-02-23 | Battery Li Uses 8 pin class B PIM and PIM data cable.
63928 | ELECTROCARDIOGRAPHS, MULTI-CHANNEL | Electrocardiographs | Electrocardiographs, Multichannel | Active | MSH | MSH | 10S | Nursing 10S Geriatrics | Cardiology | Philips Healthcare | 860315 - TC70 | US11309254 | 2013-01-29 | 14786 | 2014-01-29 | Battery Li. Uses 8 pin class B PIM and PIM data cable.
63929 | EEG/Sleep Acq Desktop with Camera | EEG/Sleep Acq Desktop with Camera | EEG/Sleep Acq Desktop with Camera | Active | MSH | MSH | 1 | Biomedical Engineering | Biomedical Eng. | NetTech | MiniSim 330 | 28783 | 2012-02-28 | 652.29 | 2013-02-28 13:54
63930 | Peripheral Nerve Locator and Stimulator | Peripheral Nerve Locator and Stimulator | Peripheral Nerve Locator and Stimulator | Active | MSH | MSH | MSH | Anesthesia | Anesthsia, MSH | LIFE-TECH INC | ES 400 | 0G2190050 | 2012-02-28 | 651 | 2013-02-28 14:11
63931 | Simulators | Simulators | Simulators | Active | MSH | MSH | 1 | Biomedical Engineering | Biomedical Eng. | NETECH CORP | MiniSim 1000 | 28783 | 2012-02-28 | 635 | 2013-02-28
63934 | Lights, Examination | Lights | Lights, Examination | Active | MSH | OPG | 8th Floor | Women's Unit-OPG | 8th Floor | Welch Allyn | 48810 | 110107 | 2012-03-01 | 901 | 2013-03-01
63936 | Monitors, Vital Signs | Monitors, Vital Signs | Monitors, Vital Signs | Active | MSH | MSH | 16N | Express Admission Unit | 16th Floor - North Side | Welch Allyn | 53N0P | JA109455 | 2012-03-02 | 3494 | 2014-03-02 | Battery SLA.
63940 | Thermometers, Electronic, Thermistor/Thermocouple, Patient | Thermometers | Thermometers, Electronic, Thermistor/Thermocouple, Patient | Active | MSH | MSH | 10S | Nursing 10S Geriatrics | Cardiology | Cardinal Health Canada Inc | FastTemp | G1212567 | 2012-03-06 | 297.05 | 2015-03-06 | Man. Date:01/2012
63941 | Thermometers, Electronic, Thermistor/Thermocouple, Patient | Thermometers | Thermometers, Electronic, Thermistor/Thermocouple, Patient | Active | MSH | MSH | 10S | Nursing 10S Geriatrics | Cardiology | Cardinal Health Canada Inc | FastTemp | G1212482 | 2012-03-06 | 297.05 | 2015-03-06 | Man. Date:01/2012
63956 | Monitors, Vital Signs | Monitors, Vital Signs | Monitors, Vital Signs | Active | MSH | MSH | 1 | Emergency | Biomed | Welch Allyn | 64NXXX-B - CVSM 6000 | 103001750312 | 2012-03-13 | 3501 | 2014-03-13 | Battery Li-ion. NEW BATTERY OCT 2016
63957 | Infant T-Piece Resuscitator | Infant T-Piece Resuscitator | Infant T-Piece Resuscitator | Active | MSH | MSH | 17U | NICU | NICU | FISHER & PAYKEL MEDICAL INC | RD900AEU | 111209004159 | 2012-03-06 | 2001 | 2013-03-06
63959 | Scales, Patient, Floor | Scales | Scales, Patient, Floor | Active | MSH | MSH | 10N | Nursing 10N Geriatrics | Geriatrics | HEALTH O METER INC | 2101KL | 9401B01333 | 2012-03-15 | 1995 | 2014-03-15 | Date code: 1011 Tech support: 800.638.3722. Vendor replaced sn.2101B01399, 12.04.12. Vendor replaced Sept 18. 2012; Jan 30, 2013- Dsiplay unit- Serial # 9401B01439(4711); June 06, 2013- Display unit- S.No 3 9401B01392, DATE CODE: 471. Nov 18, 2013- Received new dsiplay unit- serial # 9401B 01520, DATE CODE: 3613
63960 | Scales, Patient, Floor | Scales | Scales, Patient, Floor | Active | MSH | MSH | 4 | Preadmission Clinic | 4th Floor | HEALTH O METER INC | 500KL | 5000049347 | 2012-03-15 | 400 | 2013-03-15 | Date code: 2811 Tech support: 800.638.3722, Adapter pn: 130-ADPT31
63962 | Warming Units, Patient, Radiant, Infant, Mobile | Warming Units | Warming Units, Patient, Radiant, Infant, Mobile | Active | MSH | MSH | 15U | Obstetrical Suite (L&D) | L&D | GE Healthcare | Panda iRes | HDJR50557 | 2012-03-20 | 35001 | 2013-03-20 | Display: Dec.2016
63963 | Warming Units, Patient, Radiant, Infant, Mobile | Warming Units | Warming Units, Patient, Radiant, Infant, Mobile | Active | MSH | MSH | 15U | Obstetrical Suite (L&D) | L&D | GE Healthcare | Panda iRes | HDJR50558 | 2012-03-20 | 35001 | 2013-03-20
63968 | Generator-Endo Surgery | GENERATOR | GENERATOR, HEAT | Active | MSH | MSH | 7 | SURGICAL SUITE (COMBINED WITH CYSTO) | OR 14 | ETHICON INC | GEN11 | 1111137271 | 2012-03-21 | 10001 | 2013-03-21 | No Charge 1 year loaner, under contract.. Located in OR, MSH. Software was upgraded to 2018-1
63970 | Access Point | Network Equipment | Access Point | Active | MSH | MSH | 1 | Biomedical Engineering | Biomedical Eng. | Philips Healthcare | ITS4852A | US12303733 | 2012-03-21 | 1180 | 2013-03-21 15:55 | Telemetry Wireless System. Location: AP7M05.
63971 | Access Point | Network Equipment | Access Point | Active | MSH | MSH | 1 | Biomedical Engineering | Biomedical Eng. | Philips Healthcare | ITS4852A | US12303749 | 2012-03-21 | 1180 | 2013-03-21 15:55 | Telemetry Wireless System. Location: AP7M04.
63972 | Access Point | Network Equipment | Access Point | Active | MSH | MSH | 1 | Biomedical Engineering | Biomedical Eng. | Philips Healthcare | ITS4852A | US12303775 | 2012-03-21 | 1180 | 2013-03-21 15:55 | Telemetry Wireless System. Location: AP7M03.
63973 | Access Point | Network Equipment | Access Point | Active | MSH | MSH | 1 | Biomedical Engineering | Biomedical Eng. | Philips Healthcare | ITS4852A | US12303833 | 2012-03-21 | 1180 | 2013-03-21 15:55 | Telemetry Wireless System. Location: AP7M02.
63974 | Access Point | Network Equipment | Access Point | Active | MSH | MSH | 1 | Biomedical Engineering | Biomedical Eng. | Philips Healthcare | ITS4852A | US12303834 | 2012-03-21 | 1180 | 2013-03-21 15:55 | Telemetry Wireless System. Location: AP7M01.
63975 | Access Point | Network Equipment | Access Point | Active | MSH | MSH | 1 | Biomedical Engineering | Biomedical Eng. | Philips Healthcare | ITS4852A | US12303813 | 2012-03-21 | 1180 | 2013-03-21 15:55 | Telemetry Wireless System. Location: A15M05
63976 | Access Point | Network Equipment | Access Point | Active | MSH | MSH | 1 | Biomedical Engineering | Biomedical Eng. | Philips Healthcare | ITS4852A | US12303818 | 2012-03-21 | 1180 | 2013-03-21 15:55 | Telemetry Wireless System. Location: A15M04
63977 | Access Point | Network Equipment | Access Point | Active | MSH | MSH | 1 | Biomedical Engineering | Biomedical Eng. | Philips Healthcare | ITS4852A | US12303829 | 2012-03-21 | 1180 | 2013-03-21 15:55 | Telemetry Wireless System. Location: A15M03
63978 | Access Point | Network Equipment | Access Point | Active | MSH | MSH | 1 | Biomedical Engineering | Biomedical Eng. | Philips Healthcare | ITS4852A | US12303817 | 2012-03-21 | 1180 | 2013-03-21 15:55 | Telemetry Wireless System. Location: A15M02.
63979 | Access Point | Network Equipment | Access Point | Active | MSH | MSH | 1 | Biomedical Engineering | Biomedical Eng. | Philips Healthcare | ITS4852A | US12303831 | 2012-03-21 | 1180 | 2013-03-21 15:55 | Telemetry Wireless System. Location: A15M01.
63980 | Access Point | Network Equipment | Access Point | Active | MSH | MSH | 1 | Biomedical Engineering | Biomedical Eng. | Philips Healthcare | ITS4852A | US12303759 | 2012-03-21 | 1180 | 2013-03-21 15:55 | Telemetry Wireless System. Location: A16M05.
63981 | Access Point | Network Equipment | Access Point | Active | MSH | MSH | 1 | Biomedical Engineering | Biomedical Eng. | Philips Healthcare | ITS4852A | US12303726 | 2012-03-21 | 1180 | 2013-03-21 15:55 | Telemetry Wireless System. Location: A16M04.
63982 | Access Point | Network Equipment | Access Point | Active | MSH | MSH | 1 | Biomedical Engineering | Biomedical Eng. | Philips Healthcare | ITS4852A | US12303684 | 2012-03-21 | 1180 | 2013-03-21 15:55 | Telemetry Wireless System. Location: A16M03.
63983 | Access Point | Network Equipment | Access Point | Active | MSH | MSH | 1 | Biomedical Engineering | Biomedical Eng. | Philips Healthcare | ITS4852A | US12303667 | 2012-03-21 | 1180 | 2013-03-21 15:55 | Telemetry Wireless System. Location: A16M02.
63984 | Access Point | Network Equipment | Access Point | Active | MSH | MSH | 1 | Biomedical Engineering | Biomedical Eng. | Philips Healthcare | ITS4852A | US12303769 | 2012-03-21 | 1180 | 2013-03-21 15:55 | Telemetry Wireless System. Location: A16M01.
63985 | Access Point | Network Equipment | Access Point | Active | MSH | MSH | 1 | Biomedical Engineering | Biomedical Eng. | Philips Healthcare | ITS4852A | US12303827 | 2012-03-21 | 1180 | 2013-03-21 15:55 | Telemetry Wireless System. Location: A17M05.
63986 | Access Point | Network Equipment | Access Point | Active | MSH | MSH | 1 | Biomedical Engineering | Biomedical Eng. | Philips Healthcare | ITS4852A | US12303823 | 2012-03-21 | 1180 | 2013-03-21 15:55 | Telemetry Wireless System. Location: A17M04.
63987 | Access Point | Network Equipment | Access Point | Active | MSH | MSH | 1 | Biomedical Engineering | Biomedical Eng. | Philips Healthcare | ITS4852A | US12303822 | 2012-03-21 | 1180 | 2013-03-21 15:55 | Telemetry Wireless System. Location: A17M03.
63988 | Access Point | Network Equipment | Access Point | Active | MSH | MSH | 1 | Biomedical Engineering | Biomedical Eng. | Philips Healthcare | ITS4852A | US12303820 | 2012-03-21 | 1180 | 2013-03-21 15:55 | Telemetry Wireless System. Location: A17M02.
63989 | Access Point | Network Equipment | Access Point | Active | MSH | MSH | 1 | Biomedical Engineering | Biomedical Eng. | Philips Healthcare | ITS4852A | US12303843 | 2012-03-21 | 843 | 2013-03-21 15:55 | Telemetry Wireless System. Location: A17M01.
63990 | Access Point-AP3S11 | Network Equipment | Access Point | Active | MSH | MSH | 1 | Biomedical Engineering | Biomedical Eng. | Philips Healthcare | ITS4852A | US12303717 | 2012-03-21 | 1180 | 2013-03-21 | Telemetry Wireless System. Location: A17U06.
63991 | Access Point | Network Equipment | Access Point | Active | MSH | MSH | 1 | Biomedical Engineering | Biomedical Eng. | Philips Healthcare | ITS4852A | US12303735 | 2012-03-21 | 1180 | 2013-03-21 15:55 | Telemetry Wireless System. Location: A17U05.
63992 | Access Point | Network Equipment | Access Point | Active | MSH | MSH | 1 | Biomedical Engineering | Biomedical Eng. | Philips Healthcare | ITS4852A | US12303617 | 2012-03-21 | 1180 | 2013-03-21 15:55 | Telemetry Wireless System. Location: A17U04.
63993 | Access Point | Network Equipment | Access Point | Active | MSH | MSH | 1 | Biomedical Engineering | Biomedical Eng. | Philips Healthcare | ITS4852A | US12303826 | 2012-03-21 | 1180 | 2013-03-21 15:55 | Telemetry Wireless System. Location: A17U03.
63994 | Access Point | Network Equipment | Access Point | Active | MSH | MSH | 1 | Biomedical Engineering | Biomedical Eng. | Philips Healthcare | ITS4852A | US12303815 | 2012-03-21 | 1180 | 2013-03-21 15:55 | Telemetry Wireless System. Location: A17U02.
63995 | Access Point | Network Equipment | Access Point | Active | MSH | MSH | 1 | Biomedical Engineering | Biomedical Eng. | Philips Healthcare | ITS4852A | US12303814 | 2012-03-21 | 1180 | 2013-03-21 15:55 | Telemetry Wireless System. Location: A17U01.
63996 | Access Point | Network Equipment | Access Point | Active | MSH | MSH | 1 | Biomedical Engineering | Biomedical Eng. | Philips Healthcare | ITS4852A | US12303820 | 2012-03-21 | 1180 | 2013-03-21 15:55 | Telemetry Wireless System. Location: A16U06.
63997 | Access Point | Network Equipment | Access Point | Active | MSH | MSH | 1 | Biomedical Engineering | Biomedical Eng. | Philips Healthcare | ITS4852A | US12303842 | 2012-03-21 | 1180 | 2013-03-21 15:55 | Telemetry Wireless System. Location: A16U05.
63998 | Access Point | Network Equipment | Access Point | Active | MSH | MSH | 1 | Biomedical Engineering | Biomedical Eng. | Philips Healthcare | ITS4852A | US12303836 | 2012-03-21 | 1180 | 2013-03-21 15:55 | Telemetry Wireless System. Location: A16U04.
63999 | Access Point | Network Equipment | Access Point | Active | MSH | MSH | 1 | Biomedical Engineering | Biomedical Eng. | Philips Healthcare | ITS4852A | US12303835 | 2012-03-21 | 1180 | 2013-03-21 15:55 | Telemetry Wireless System. Location: A16U03.
64000 | Access Point | Network Equipment | Access Point | Active | MSH | MSH | 1 | Biomedical Engineering | Biomedical Eng. | Philips Healthcare | ITS4852A | US12303837 | 2012-03-21 | 1180 | 2013-03-21 15:55 | Telemetry Wireless System. Location: A16U02.
64001 | Access Point | Network Equipment | Access Point | Active | MSH | MSH | 1 | Biomedical Engineering | Biomedical Eng. | Philips Healthcare | ITS4852A | US12303824 | 2012-03-21 | 1180 | 2013-03-21 15:55 | Telemetry Wireless System. Location: A16U01.
64002 | Access Point | Network Equipment | Access Point | Active | MSH | MSH | 1 | Biomedical Engineering | Biomedical Eng. | Philips Healthcare | ITS4852A | US12303761 | 2012-03-21 | 1180 | 2013-03-21 15:55 | Telemetry Wireless System. Location: AP15U06.
64003 | Access Point | Network Equipment | Access Point | Active | MSH | MSH | 1 | Biomedical Engineering | Biomedical Eng. | Philips Healthcare | ITS4852A | US12303757 | 2012-03-21 | 1180 | 2013-03-21 15:55 | Telemetry Wireless System. Location: AP15U05.
64004 | Access Point | Network Equipment | Access Point | Active | MSH | MSH | 1 | Biomedical Engineering | Biomedical Eng. | Philips Healthcare | ITS4852A | US12303764 | 2012-03-21 | 1180 | 2013-03-21 15:55 | Telemetry Wireless System. Location: AP15U04.
64005 | Access Point | Network Equipment | Access Point | Active | MSH | MSH | 1 | Biomedical Engineering | Biomedical Eng. | Philips Healthcare | ITS4852A | US12303760 | 2012-03-21 | 1180 | 2013-03-21 15:55 | Telemetry Wireless System. Location: AP15U03.
64006 | Access Point | Network Equipment | Access Point | Active | MSH | MSH | 1 | Biomedical Engineering | Biomedical Eng. | Philips Healthcare | ITS4852A | US12303776 | 2012-03-21 | 1180 | 2013-03-21 15:55 | Telemetry Wireless System. AP15U02.
64007 | Access Point | Network Equipment | Access Point | Active | MSH | MSH | 1 | Biomedical Engineering | Biomedical Eng. | Philips Healthcare | ITS4852A | US12303762 | 2012-03-21 | 1180 | 2013-03-21 15:55 | Telemetry Wireless System. AP15U01.
64008 | Access Point | Network Equipment | Access Point | Active | MSH | MSH | 1 | Biomedical Engineering | Biomedical Eng. | Philips Healthcare | ITS4852A | US12303669 | 2012-03-21 | 1180 | 2013-03-21 15:55 | Telemetry Wireless System. AP14U06.
64009 | Access Point | Network Equipment | Access Point | Active | MSH | MSH | 1 | Biomedical Engineering | Biomedical Eng. | Philips Healthcare | ITS4852A | US12303763 | 2012-03-21 | 1180 | 2013-03-21 15:55 | Telemetry Wireless System. AP14U05.
64010 | Access Point | Network Equipment | Access Point | Active | MSH | MSH | 1 | Biomedical Engineering | Biomedical Eng. | Philips Healthcare | ITS4852A | US12303768 | 2012-03-21 | 1180 | 2013-03-21 15:55 | Telemetry Wireless System. AP14U04.
64011 | Access Point | Network Equipment | Access Point | Active | MSH | MSH | 1 | Biomedical Engineering | Biomedical Eng. | Philips Healthcare | ITS4852A | US12303772 | 2012-03-21 | 1180 | 2013-03-21 15:55 | Telemetry Wireless System. AP14U03.
64012 | Access Point | Network Equipment | Access Point | Active | MSH | MSH | 1 | Biomedical Engineering | Biomedical Eng. | Philips Healthcare | ITS4852A | US12303638 | 2012-03-21 | 1180 | 2013-03-21 15:55 | Telemetry Wireless System. AP14U02.
64013 | Access Point | Network Equipment | Access Point | Active | MSH | MSH | 1 | Biomedical Engineering | Biomedical Eng. | Philips Healthcare | ITS4852A | US12303646 | 2012-03-21 | 1180 | 2013-03-21 15:55 | Telemetry Wireless System. AP14U01.
64014 | Access Point | Network Equipment | Access Point | Active | MSH | MSH | 1 | Biomedical Engineering | Biomedical Eng. | Philips Healthcare | ITS4852A | US12303599 | 2012-03-21 | 1180 | 2013-03-21 15:55 | Telemetry Wireless System. AP12U06.
64015 | Access Point | Network Equipment | Access Point | Active | MSH | MSH | 1 | Biomedical Engineering | Biomedical Eng. | Philips Healthcare | ITS4852A | US12303626 | 2012-03-21 | 1180 | 2013-03-21 15:55 | Telemetry Wireless System. AP12U05.
64016 | Access Point | Network Equipment | Access Point | Active | MSH | MSH | 1 | Biomedical Engineering | Biomedical Eng. | Philips Healthcare | ITS4852A | US12303734 | 2012-03-21 | 1180 | 2013-03-21 15:55 | Telemetry Wireless System. AP12U04.
64017 | Access Point | Network Equipment | Access Point | Active | MSH | MSH | 1 | Biomedical Engineering | Biomedical Eng. | Philips Healthcare | ITS4852A | US12303724 | 2012-03-21 | 1180 | 2013-03-21 15:55 | Telemetry Wireless System. AP12U03.
64018 | Access Point | Network Equipment | Access Point | Active | MSH | MSH | 1 | Biomedical Engineering | Biomedical Eng. | Philips Healthcare | ITS4852A | US12303778 | 2012-03-21 | 1180 | 2013-03-21 15:55 | Telemetry Wireless System. AP12U02.
64019 | Access Point | Network Equipment | Access Point | Active | MSH | MSH | 1 | Biomedical Engineering | Biomedical Eng. | Philips Healthcare | ITS4852A | US12303723 | 2012-03-21 | 1180 | 2013-03-21 15:55 | Telemetry Wireless System. AP12U01.
64020 | Access Point | Network Equipment | Access Point | Active | MSH | MSH | 1 | Biomedical Engineering | Biomedical Eng. | Philips Healthcare | ITS4852A | US12303722 | 2012-03-21 | 1180 | 2013-03-21 15:55 | Telemetry Wireless System. AP10U08.
64021 | Access Point | Network Equipment | Access Point | Active | MSH | MSH | 1 | Biomedical Engineering | Biomedical Eng. | Philips Healthcare | ITS4852A | US12303732 | 2012-03-21 | 1180 | 2013-03-21 15:55 | Telemetry Wireless System. AP10U07.
64022 | Access Point | Network Equipment | Access Point | Active | MSH | MSH | 1 | Biomedical Engineering | Biomedical Eng. | Philips Healthcare | ITS4852A | US12303741 | 2012-03-21 | 1180 | 2013-03-21 15:55 | Telemetry Wireless System. AP10U06.
64023 | Access Point | Network Equipment | Access Point | Active | MSH | MSH | 1 | Biomedical Engineering | Biomedical Eng. | Philips Healthcare | ITS4852A | US12303731 | 2012-03-21 | 1180 | 2013-03-21 15:55 | Telemetry Wireless System. AP10U05.
64024 | Access Point | Network Equipment | Access Point | Active | MSH | MSH | 1 | Biomedical Engineering | Biomedical Eng. | Philips Healthcare | ITS4852A | US12303625 | 2012-03-21 | 1180 | 2013-03-21 15:55 | Telemetry Wireless System. AP10U04.
64025 | Access Point | Network Equipment | Access Point | Active | MSH | MSH | 1 | Biomedical Engineering | Biomedical Eng. | Philips Healthcare | ITS4852A | US12303728 | 2012-03-21 | 1180 | 2013-03-21 15:55 | Telemetry Wireless System. AP10U03.
64026 | Access Point | Network Equipment | Access Point | Active | MSH | MSH | 1 | Biomedical Engineering | Biomedical Eng. | Philips Healthcare | ITS4852A | US12303642 | 2012-03-21 | 1180 | 2013-03-21 15:55 | Telemetry Wireless System. AP10U02.
64027 | Access Point-AP3S13 | Network Equipment | Access Point | Active | MSH | MSH | 1 | Biomedical Engineering | Biomedical Eng. | Philips Healthcare | ITS4852A | US12303727 | 2012-03-21 | 1180 | 2013-03-21 | Telemetry Wireless System. AP10U01.
64028 | Access Point | Network Equipment | Access Point | Active | MSH | MSH | 1 | Biomedical Engineering | Biomedical Eng. | Philips Healthcare | ITS4852A | US12303634 | 2012-03-21 | 1180 | 2013-03-21 15:55 | Telemetry Wireless System. AP11U06.
64029 | Access Point | Network Equipment | Access Point | Active | MSH | MSH | 1 | Biomedical Engineering | Biomedical Eng. | Philips Healthcare | ITS4852A | US12303765 | 2012-03-21 | 1180 | 2013-03-21 15:55 | Telemetry Wireless System. AP11U05.
64030 | Access Point | Network Equipment | Access Point | Active | MSH | MSH | 1 | Biomedical Engineering | Biomedical Eng. | Philips Healthcare | ITS4852A | US12303774 | 2012-03-21 | 1180 | 2013-03-21 15:55 | Telemetry Wireless System. AP11U04.
64031 | Access Point | Network Equipment | Access Point | Active | MSH | MSH | 1 | Biomedical Engineering | Biomedical Eng. | Philips Healthcare | ITS4852A | US12303725 | 2012-03-21 | 1180 | 2013-03-21 15:55 | Telemetry Wireless System. AP11U03.
64032 | Access Point | Network Equipment | Access Point | Active | MSH | MSH | 1 | Biomedical Engineering | Biomedical Eng. | Philips Healthcare | ITS4852A | US12303739 | 2012-03-21 | 1180 | 2013-03-21 15:55 | Telemetry Wireless System. AP11U02.
64033 | Access Point | Network Equipment | Access Point | Active | MSH | MSH | 1 | Biomedical Engineering | Biomedical Eng. | Philips Healthcare | ITS4852A | US12303771 | 2012-03-21 | 1180 | 2013-03-21 15:55 | Telemetry Wireless System. AP11U01.
64034 | Access Point | Network Equipment | Access Point | Active | MSH | MSH | 1 | Biomedical Engineering | Biomedical Eng. | Philips Healthcare | ITS4852A | US12303767 | 2012-03-21 | 1180 | 2013-03-21 15:55 | Telemetry Wireless System. AP7U06.
64035 | Access Point | Network Equipment | Access Point | Active | MSH | MSH | 1 | Biomedical Engineering | Biomedical Eng. | Philips Healthcare | ITS4852A | US12303766 | 2012-03-21 | 1180 | 2013-03-21 15:55 | Telemetry Wireless System. AP7U05.
64036 | Access Point | Network Equipment | Access Point | Active | MSH | MSH | 1 | Biomedical Engineering | Biomedical Eng. | Philips Healthcare | ITS4852A | US12303755 | 2012-03-21 | 1180 | 2013-03-21 15:55 | Telemetry Wireless System. AP7U04.
64037 | Access Point | Network Equipment | Access Point | Active | MSH | MSH | 1 | Biomedical Engineering | Biomedical Eng. | Philips Healthcare | ITS4852A | US12303773 | 2012-03-21 | 1180 | 2013-03-21 15:55 | Telemetry Wireless System. AP7U03.
64038 | Access Point | Network Equipment | Access Point | Active | MSH | MSH | 1 | Biomedical Engineering | Biomedical Eng. | Philips Healthcare | ITS4852A | US12303777 | 2012-03-21 | 1180 | 2013-03-21 15:55 | Telemetry Wireless System. AP7U02.
64039 | Access Point | Network Equipment | Access Point | Active | MSH | MSH | 1 | Biomedical Engineering | Biomedical Eng. | Philips Healthcare | ITS4852A | US12303603 | 2012-03-21 | 1180 | 2013-03-21 15:55 | Telemetry Wireless System. AP7U01.
64040 | Access Point | Network Equipment | Access Point | Active | MSH | MSH | 1 | Biomedical Engineering | Biomedical Eng. | Philips Healthcare | ITS4852A | US12303619 | 2012-03-21 | 1180 | 2013-03-21 15:55 | Telemetry Wireless System. AP7M06.
64041 | Power Over Ethernet Unit | Network Equipment | Power Over Ethernet Unit | Active | MSH | MSH | 1 | Biomedical Engineering | Biomedical Eng. | Philips Healthcare | PD-65112/AC/M/PMS | N12021222010994A03 | 2012-03-21 | 367 | 2013-03-21 15:55 | Telemetry Wireless System. POE
64042 | Power Over Ethernet Unit | Network Equipment | Power Over Ethernet Unit | Active | MSH | MSH | 1 | Biomedical Engineering | Biomedical Eng. | Philips Healthcare | PD-65112/AC/M/PMS | N12021222010928A03 | 2012-03-21 | 367 | 2013-03-21 15:55 | Telemetry Wireless System. POE.
64043 | Power Over Ethernet Unit | Network Equipment | Power Over Ethernet Unit | Active | MSH | MSH | 1 | Biomedical Engineering | Biomedical Eng. | Philips Healthcare | PD-65112/AC/M/PMS | N12021222010998A03 | 2012-03-21 | 1180 | 2013-03-21 15:55 | Telemetry Wireless System. POE.
64044 | Power Over Ethernet Unit | Network Equipment | Power Over Ethernet Unit | Active | MSH | MSH | 1 | Biomedical Engineering | Biomedical Eng. | Philips Healthcare | PD-65112/AC/M/PMS | N12021222010979A03 | 2012-03-21 | 367 | 2013-03-21 15:55 | Telemetry Wireless System. POE.
64045 | Power Over Ethernet Unit | Network Equipment | Power Over Ethernet Unit | Active | MSH | MSH | 1 | Biomedical Engineering | Biomedical Eng. | Philips Healthcare | PD-65112/AC/M/PMS | N12021222010924A03 | 2012-03-21 | 1180 | 2013-03-21 15:55 | Telemetry Wireless System. POE.
64046 | Power Over Ethernet Unit | Network Equipment | Power Over Ethernet Unit | Active | MSH | MSH | 1 | Biomedical Engineering | Biomedical Eng. | Philips Healthcare | PD-65112/AC/M/PMS | N12021222010929A03 | 2012-03-21 | 1180 | 2013-03-21 15:55 | Telemetry Wireless System. POE.
64047 | Power Over Ethernet Unit | Network Equipment | Power Over Ethernet Unit | Active | MSH | MSH | 1 | Biomedical Engineering | Biomedical Eng. | Philips Healthcare | PD-65112/AC/M/PMS | N12021222010958A03 | 2012-03-21 | 1180 | 2013-03-21 15:55 | Telemetry Wireless System. POE.
64048 | Power Over Ethernet Unit | Network Equipment | Power Over Ethernet Unit | Active | MSH | MSH | 1 | Biomedical Engineering | Biomedical Eng. | Philips Healthcare | PD-65112/AC/M/PMS | N12021222011072A03 | 2012-03-21 | 367 | 2013-03-21 15:55 | Telemetry Wireless System. POE.
64049 | Power Over Ethernet Unit | Network Equipment | Power Over Ethernet Unit | Active | MSH | MSH | 1 | Biomedical Engineering | Biomedical Eng. | Philips Healthcare | PD-65112/AC/M/PMS | N12021222011095A03 | 2012-03-21 | 367 | 2013-03-21 15:55 | Telemetry Wireless System. POE.
64050 | Sync Unit | Network Equipment | Sync Unit | Active | MSH | MSH | 1 | Biomedical Engineering | Biomedical Eng. | Philips Healthcare | 862114 | SG20112121 | 2012-03-21 | 367 | 2013-03-21 15:55 | Telemetry Wireless System
64051 | Sync Unit | Network Equipment | Sync Unit | Active | MSH | MSH | 1 | Biomedical Engineering | Biomedical Eng. | Philips Healthcare | 862114 | SG20112119 | 2012-03-21 | 367 | 2013-03-21 15:55 | Telemetry Wireless System
64052 | Sync Unit | Network Equipment | Sync Unit | Active | MSH | MSH | 1 | Biomedical Engineering | Biomedical Eng. | Philips Healthcare | 862114 | SG20112122 | 2012-03-21 | 367 | 2013-03-21 15:55 | Telemetry Wireless System
64053 | Sync Unit | Network Equipment | Sync Unit | Active | MSH | MSH | 1 | Biomedical Engineering | Biomedical Eng. | Philips Healthcare | 862114 | SG20112120 | 2012-03-21 | 367 | 2013-03-21 15:55 | Telemetry Wireless System
64054 | Sync Unit | Network Equipment | Sync Unit | Active | MSH | MSH | 1 | Biomedical Engineering | Biomedical Eng. | Philips Healthcare | 862114 | SG20112126 | 2012-03-21 | 367 | 2013-03-21 15:55 | Telemetry Wireless System
64055 | Sync Unit | Network Equipment | Sync Unit | Active | MSH | MSH | 1 | Biomedical Engineering | Biomedical Eng. | Philips Healthcare | 862114 | SG14911777 | 2012-03-21 | 367 | 2013-03-21 15:55 | Telemetry Wireless System
64056 | Sync Unit | Network Equipment | Sync Unit | Active | MSH | MSH | 1 | Biomedical Engineering | Biomedical Eng. | Philips Healthcare | 862114 | SG14911775 | 2012-03-21 | 367 | 2013-03-21 15:55 | Telemetry Wireless System
64057 | Sync Unit | Network Equipment | Sync Unit | Active | MSH | MSH | 1 | Biomedical Engineering | Biomedical Eng. | Philips Healthcare | 862114 | SG20112156 | 2012-03-21 | 367 | 2013-03-21 15:55 | Telemetry Wireless System
64058 | Sync Unit | Network Equipment | Sync Unit | Active | MSH | MSH | 1 | Biomedical Engineering | Biomedical Eng. | Philips Healthcare | 862114 | SG20112149 | 2012-03-21 | 367 | 2013-03-21 15:55 | Telemetry Wireless System
64059 | Power Systems, Uninterruptible | Power Systems | Power Systems, Uninterruptible | Active | MSH | MSH | 15U | Obstetrical Suite (L&D) | 15 Middle (Room 14-B5-4) | TRIPP LITE | Smart500RT1U | 2134LLCSM628401186 | 2012-03-21 | 367 | 2013-03-21 | Telemetry Wireless System
64060 | Power Systems, Uninterruptible | Power Systems | Power Systems, Uninterruptible | Active | MSH | MSH | 16U | Mother & Baby | 16U (Room 15-B5-2) | TRIPP LITE | Smart500RT1U | 2134LLCSM628400026 | 2012-03-21 | 367 | 2013-03-21 | Telemetry Wireless System
64061 | Power Systems, Uninterruptible | Power Systems | Power Systems, Uninterruptible | Active | MSH | MSH | 1 | Biomedical Engineering | L11 IT closet | TRIPP LITE | Smart500RT1U | 2134LLCSM628400719 | 2012-03-21 | 367 | 2013-03-21 | Telemetry Wireless System
64062 | Power Systems, Uninterruptible | Power Systems | Power Systems, Uninterruptible | Active | MSH | MSH | 3 | Emergency | Emergency | TRIPP LITE | Smart500RT1U | 2134LLCSM628400018 | 2012-03-21 | 367 | 2013-03-21
64064 | Power Systems, Uninterruptible | Power Systems | Power Systems, Uninterruptible | Active | MSH | MSH | 1 | Biomedical Engineering | L14 IT closet | TRIPP LITE | Smart500RT1U | 2137MLCSM628400725 | 2012-03-21 | 367 | 2013-03-21 | Telemetry Wireless System
64065 | Power Systems, Uninterruptible | Power Systems | Power Systems, Uninterruptible | Active | MSH | MSH | 16M | Mother & Baby | 16th Floor - Murray Side | TRIPP LITE | Smart500RT1U | 2134LLCSM628401185 | 2012-03-21 | 367 | 2013-03-21 | Telemetry Wireless System
64066 | Power Systems, Uninterruptible | Power Systems | Power Systems, Uninterruptible | Active | MSH | MSH | 17M | Mother & Baby | 17M (Room 16-H4-5) | TRIPP LITE | Smart500RT1U | 2134LLCSM628400741 | 2012-03-21 | 367 | 2013-03-21 | Telemetry Wireless System
64067 | Power Systems, Uninterruptible | Power Systems | Power Systems, Uninterruptible | Active | MSH | MSH | 18 | ICU | 18th Floor (Under Desk) | TRIPP LITE | Smart500RT1U | 2134LLCSM628401205 | 2012-03-21 | 367 | 2013-03-21 | Telemetry Wireless System
64068 | Power Systems, Uninterruptible | Power Systems | Power Systems, Uninterruptible | Active | MSH | MSH | 3 | Emergency | ER UPS O1 | TRIPP LITE | Smart500RT1U | 2134LLCSM628401211 | 2012-03-21 | 367 | 2013-03-21 | Telemetry Wireless System
64069 | Power Systems, Uninterruptible | Power Systems | Power Systems, Uninterruptible | Active | MSH | MSH | 17U | NICU | NICU | TRIPP LITE | Smart500RT1U | 2134LLCSM628401212 | 2012-03-21 | 367 | 2013-03-21
64070 | Power Systems, Uninterruptible | Power Systems | Power Systems, Uninterruptible | Active | MSH | MSH | 1 | Biomedical Engineering | Biomedical Eng. | TRIPP LITE | Smart500RT1U | 2134LLCSM628401201 | 2012-03-21 | 367 | 2013-03-21 | Telemetry Wireless System
64071 | Power Systems, Uninterruptible | Power Systems | Power Systems, Uninterruptible | Active | MSH | MSH | 15U | Coronary Care Unit | 15th Floor - L&D tele central | TRIPP LITE | Smart500RT1U | 2134LLCSM628401209 | 2012-03-21 | 367 | 2013-03-21 | Telemetry Wireless System
64073 | Power Systems, Uninterruptible | Power Systems | Power Systems, Uninterruptible | Active | MSH | MSH | 15U | Obstetrical Suite (L&D) | 15 Middle (Room 14-B5-4) | TRIPP LITE | Smart500RT1U | 2134LLCSM628400017 | 2012-03-21 | 367 | 2013-03-21 | Telemetry Wireless System
64075 | Power Systems, Uninterruptible | Power Systems | Power Systems, Uninterruptible | Active | MSH | MSH | 12S | Nursing 11N Medicine | Network closet | TRIPP LITE | Smart500RT1U | 2134LLCSM628401208 | 2012-03-21 | 367 | 2013-03-21
64076 | Power Systems, Uninterruptible | Power Systems | Power Systems, Uninterruptible | Active | MSH | MSH | 10S | Coronary Care Unit | 10th Floor - CCU | TRIPP LITE | Smart500RT1U | 2134LLCSM628400720 | 2012-03-21 | 367 | 2013-03-21 | Telemetry Wireless System
64077 | Power Systems, Uninterruptible | Power Systems | Power Systems, Uninterruptible | Active | MSH | MSH | 15M | Nursing 15 Murray/Antenatal | 15th Floor - room 14-G4-1 | TRIPP LITE | Smart500RT1U | 2134LLCSM628400025 | 2012-03-21 | 367 | 2013-03-21 | Telemetry Wireless System
64078 | Incubators, Infant, Mobile | Incubators | Incubators, Infant, Mobile | Active | MSH | MSH | 17U | NICU | NICU | GE Healthcare | Omnibed | HDGR50162 | 2012-03-22 | 65000 | 2013-03-22 | Battery date: July.2017
64080 | Power Over Ethernet Unit | Network Equipment | Power Over Ethernet Unit | Active | MSH | MSH | 1 | Biomedical Engineering | Biomedical Eng. | Philips Healthcare | PD-65112/AC/M/PMS | N12021222010944A03 | 2012-03-21 | 367 | 2013-03-21 15:55 | Telemetry Wireless System. POE.
64081 | Power Over Ethernet Unit | Network Equipment | Power Over Ethernet Unit | Active | MSH | MSH | 1 | Biomedical Engineering | Biomedical Eng. | Philips Healthcare | PD-65112/AC/M/PMS | N12021222010923A03 | 2012-03-21 | 367 | 2013-03-21 15:55 | Telemetry Wireless System. POE.
64083 | Sync Unit | Network Equipment | Sync Unit | Active | MSH | MSH | 1 | Biomedical Engineering | Biomedical Eng. | Philips Healthcare | 862114 | SG20112155 | 2012-03-21 | 367 | 2013-03-21 15:55 | Telemetry Wireless System
64084 | Sync Unit | Network Equipment | Sync Unit | Active | MSH | MSH | 1 | Biomedical Engineering | Biomedical Eng. | Philips Healthcare | 862114 | SG20112160 | 2012-03-21 | 367 | 2013-03-21 15:55 | Telemetry Wireless System
64085 | Power Systems, Uninterruptible | Power Systems | Power Systems, Uninterruptible | Active | MSH | MSH | 3 | Biomedical Engineering | Emergency | TRIPP LITE | Smart500RT1U | 2134LLCSM628400021 | 2012-03-21 | 367 | 2013-03-21
64086 | Power Systems, Uninterruptible | Power Systems | Power Systems, Uninterruptible | Active | MSH | MSH | 1 | Biomedical Engineering | MCR (lvl 1) | TRIPP LITE | Smart500RT1U | 2134LLCSM628400726 | 2012-03-21 | 367 | 2013-03-21 | Telemetry Wireless System
64087 | Power Systems, Uninterruptible | Power Systems | Power Systems, Uninterruptible | Active | MSH | MSH | 15U | NICU | 15U (Room 14-B1-2) | TRIPP LITE | Smart500RT1U | 2134LLCSM628401207 | 2012-03-21 | 367 | 2013-03-21 | Telemetry Wireless System
64088 | Power Systems, Uninterruptible | Power Systems | Power Systems, Uninterruptible | Active | MSH | MSH | 1 | Biomedical Engineering | 1st Floor | TRIPP LITE | Smart500RT1U | 2134LLCSM628400735 | 2012-03-21 | 367 | 2013-03-21 | Telemetry Wireless System
64089 | Power Systems, Uninterruptible | Power Systems | Power Systems, Uninterruptible | Active | MSH | MSH | 10S | Coronary Care Unit | 10th Floor - CCU | TRIPP LITE | Smart500RT1U | 2134LLCSM628400734 | 2012-03-21 | 367 | 2013-03-21 | Telemetry Wireless System
64090 | Monitors, Physiologic, Multipurpose, Bedside | Monitors, Physiologic | Monitors, Physiologic, Multipurpose, Bedside | Active | MSH | MSH | 16M | Mother & Baby | Rm300 (Observation Area) | Philips Healthcare | 865240 - MX800 | DE12510941 | 2012-03-23 | 20308 | 2013-03-23
64091 | Power Over Ethernet Unit | Network Equipment | Power Over Ethernet Unit | Active | MSH | MSH | 1 | Biomedical Engineering | Biomedical Eng. | Philips Healthcare | PD-655112/AC/M/PMS | N12021222010975A03 | 2012-03-21 | 367 | 2013-03-23 09:16 | Telemetry Wireless System. POE.
64092 | Power Over Ethernet Unit | Network Equipment | Power Over Ethernet Unit | Active | MSH | MSH | 1 | Biomedical Engineering | Biomedical Eng. | Philips Healthcare | PD-65112/AC/M/PMS | N12021222010973A03 | 2012-03-21 | 367 | 2013-03-21 15:55 | Telemetry Wireless System. POE.
64093 | Sync Unit | Network Equipment | Sync Unit | Active | MSH | MSH | 1 | Biomedical Engineering | Biomedical Eng. | Philips Healthcare | 862114 | SG20112125 | 2012-03-21 | 367 | 2013-03-21 15:55 | Telemetry Wireless System
64096 | Access Point Controller | Network Equipment | Access Point Controller | Active | MSH | MSH | 1 | Biomedical Engineering | Biomedical Eng. | Philips Healthcare | 865346 | SG12100807 | 2012-03-21 | 367 | 2013-03-21 15:55 | Telemetry Wireless System
64097 | Access Point Controller | Network Equipment | Access Point Controller | Active | MSH | MSH | 1 | Biomedical Engineering | Biomedical Eng. | Philips Healthcare | 865346 | SG12100881 | 2012-03-21 | 367 | 2013-03-21 15:55 | Telemetry Wireless System
64098 | Access Point Controller | Network Equipment | Access Point Controller | Active | MSH | MSH | 1 | Biomedical Engineering | Biomedical Eng. | Philips Healthcare | 865346 | SG12100813 | 2012-03-21 | 367 | 2013-03-21 15:55 | Telemetry Wireless System
64099 | Access Point Controller | Network Equipment | Access Point Controller | Active | MSH | MSH | 1 | Biomedical Engineering | Biomedical Eng. | Philips Healthcare | 865346 | SG12100833 | 2012-03-21 | 367 | 2013-03-21 15:55 | Telemetry Wireless System
64100 | MODULE, RECORDER | Physiologic Monitor Modules | Printer/Graphic Recorders | Active | MSH | MSH | 16M | Mother & Baby | M&B | Philips Healthcare | M1116B | 4227A81849 | 2012-03-23 | 1412 | 2013-03-23 09:28
64101 | RACKS, MODULE | Physiologic Monitor Modules | Physiologic Monitor Module Housings | Active | MSH | MSH | 16M | Mother & Baby | M&B | Philips Healthcare | M8048A | DE502B0597 | 2012-03-23 | 1200 | 2013-03-23 09:28
64103 | Network Switches | Network Equipment | Network Switches | Active | MSH | MSH | 1 | Biomedical Engineering | Biomedical Eng. | Cisco | 2960 | FCQ1601Y0JQ | 2012-03-21 | 367 | 2013-03-21 15:55 | Telemetry Wireless System. A1SR
64104 | Network Switches | Network Equipment | Network Switches | Active | MSH | MSH | 1 | Biomedical Engineering | Biomedical Eng. | Cisco | 2960 | FCQ1601X02W | 2012-03-21 | 367 | 2013-03-21 15:55 | Telemetry Wireless System. A8U16NE.
64105 | Network Switches | Network Equipment | Network Switches | Active | MSH | MSH | 1 | Biomedical Engineering | Biomedical Eng. | Cisco | 2960 | FCQ1601X262 | 2012-03-21 | 367 | 2013-03-21 15:55 | Telemetry Wireless System. A7U15NE.
64106 | Network Switches | Network Equipment | Network Switches | Active | MSH | MSH | 1 | Biomedical Engineering | Biomedical Eng. | Cisco | 2960 | FCQ1601Y0KR | 2012-03-21 | 367 | 2013-03-21 15:55 | Telemetry Wireless System. A6U14NE.
64107 | Network Switches | Network Equipment | Network Switches | Active | MSH | MSH | 1 | Biomedical Engineering | Biomedical Eng. | Cisco | 2960 | FCQ1601X25B | 2012-03-21 | 367 | 2013-03-21 15:55 | Telemetry Wireless System. A5U12NE.
64108 | Network Switches | Network Equipment | Network Switches | Active | MSH | MSH | 1 | Biomedical Engineering | Biomedical Eng. | Cisco | 2960 | FCQ1601Y04L | 2012-03-21 | 367 | 2013-03-21 15:55 | Telemetry Wireless System. A4U11NE.
64109 | Network Switches | Network Equipment | Network Switches | Active | MSH | MSH | 10S | Biomedical Engineering | 10th Floor - NE | Cisco | 2960 | FCQ1601Y0JU | 2012-03-21 | 367 | 2013-03-21 | Telemetry Wireless System. A3U10NE.
64110 | Network Switches | Network Equipment | Network Switches | Active | MSH | MSH | 1 | Biomedical Engineering | Biomedical Eng. | Cisco | 2960 | FCQ1601X25V | 2012-03-21 | 367 | 2013-03-21 15:55 | Telemetry Wireless System. A2U7NE.
64111 | Network Switches | Network Equipment | Network Switches | Active | MSH | MSH | 1 | Biomedical Engineering | Biomedical Eng. | Cisco | 2960 | FCQ1601X59L | 2012-03-21 | 367 | 2013-03-21 15:55 | Telemetry Wireless System. A14M7NW.
64112 | Network Switches | Network Equipment | Network Switches | Active | MSH | MSH | 1 | Biomedical Engineering | Biomedical Eng. | Cisco | 2960 | FCQ1601X267 | 2012-03-21 | 367 | 2013-03-21 15:55 | Telemetry Wireless System. A13M15NW.
64113 | Network Switches | Network Equipment | Network Switches | Active | MSH | MSH | 1 | Biomedical Engineering | Biomedical Eng. | Cisco | 2960 | FCQ1601Y4F1 | 2012-03-21 | 367 | 2013-03-21 15:55 | Telemetry Wireless System. A12M16NW.
64114 | Network Switches | Network Equipment | Network Switches | Active | MSH | MSH | 1 | Biomedical Engineering | Biomedical Eng. | Cisco | 2960 | FCQ1601Y4E5 | 2012-03-21 | 367 | 2013-03-21 15:55 | Telemetry Wireless System. A11M17NW.
64115 | Network Switches | Network Equipment | Network Switches | Active | MSH | MSH | 1 | Biomedical Engineering | Biomedical Eng. | Cisco | 2960 | FCQ1601Y0JZ | 2012-03-21 | 367 | 2013-03-21 15:55 | Telemetry Wireless System. A10U18S.
64116 | Network Switches | Network Equipment | Network Switches | Active | MSH | MSH | 1 | Biomedical Engineering | Biomedical Eng. | Cisco | 2960 | FCQ1601Y03F | 2012-03-21 | 367 | 2013-03-21 15:55 | Telemetry Wireless System. A9U17NE.
64117 | Router | Router | Router | Active | MSH | MSH | 1 | Biomedical Engineering | Biomedical Eng. | Cisco | 3750 | FDO1542X0CZ | 2012-03-21 | 15177 | 2013-03-21 15:55 | Telemetry Wireless System. 12 port SFP HD switch. Core A1.
64118 | Router | Router | Router | Active | MSH | MSH | 1 | Biomedical Engineering | Biomedical Eng. | Cisco | 3750 | FDO1542X427 | 2012-03-21 | 15177 | 2013-03-21 15:55 | Telemetry Wireless System. 12 port SFP HD switch. Core A2.
64119 | Router | Router | Router | Active | MSH | MSH | 1 | Biomedical Engineering | Biomedical Eng. | Cisco | 3750 | FDO1544X0YL | 2012-03-21 | 15177 | 2013-03-21 15:55 | Telemetry Wireless System. 12 port SFP HD switch. Core B1.
64120 | Router | Router | Router | Active | MSH | MSH | 1 | Biomedical Engineering | Biomedical Eng. | Cisco | 3750 | FDO1542X41S | 2012-03-21 | 15177 | 2013-03-21 15:55 | Telemetry Wireless System. 12 port SFP HD switch. Core B2.
64121 | COMPRESSION UNITS | COMPRESSION UNITS | COMPRESSION UNITS | Active | MSH | MSH | 18 | ICU | ICU | The Kendall Company | 9525 | SN0809805 | 2012-03-23 | 1001 | 2013-03-23 | ICU #5. This unit replaces 63117 possible loaner SN0809805 Battery Li. Lease agreement with Covidien BME Screen
64135 | Auxiliary Displays, Physiologic Monitor | Physiologic Monitor Modules | Auxiliary Displays, Physiologic Monitor | Active | MSH | MSH | 10S | Coronary Care Unit | 10th Floor - South Side | Philips Healthcare | E834260 | L11C028600 | 2012-03-21 | 3658 | 2013-03-21 | Telemetry Wireless System. Touch Panel Display.
64137 | Auxiliary Displays, Physiologic Monitor | Physiologic Monitor Modules | Auxiliary Displays, Physiologic Monitor | Active | MSH | MSH | 1 | Biomedical Engineering | Biomedical Eng. | Philips Healthcare | E834260 | L11C028652 | 2012-03-21 | 3658 | 2013-03-21 | Telemetry Wireless System. Touch Panel Display.
64139 | Auxiliary Displays, Physiologic Monitor | Physiologic Monitor Modules | Auxiliary Displays, Physiologic Monitor | Active | MSH | MSH | 10S | Coronary Care Unit | 10th Floor - South Side | Philips Healthcare | E834260 | L11C028593 | 2012-03-21 | 3658 | 2013-03-21 | Telemetry Wireless System. Touch Panel Display.
64140 | Auxiliary Displays, Physiologic Monitor | Physiologic Monitor Modules | Auxiliary Displays, Physiologic Monitor | Active | MSH | MSH | 10S | Coronary Care Unit | 10th Floor - South Side | Philips Healthcare | E834260 | L11C028596 | 2012-03-21 | 3658 | 2013-03-21 | Telemetry Wireless System. Touch Panel Display.
64141 | Auxiliary Displays, Physiologic Monitor | Physiologic Monitor Modules | Auxiliary Displays, Physiologic Monitor | Active | MSH | MSH | 10S | Coronary Care Unit | 10th Floor - South Side | Philips Healthcare | E834260 | L11C028598 | 2012-03-21 | 3658 | 2013-03-21 | Telemetry Wireless System. Touch Panel Display.
64142 | Auxiliary Displays, Physiologic Monitor | Physiologic Monitor Modules | Auxiliary Displays, Physiologic Monitor | Active | MSH | MSH | 10S | Coronary Care Unit | 10th Floor - South Side | Philips Healthcare | E834260 | L11C028605 | 2012-03-21 | 3658 | 2013-03-21 | Telemetry Wireless System. Touch Panel Display.
64144 | Access Point | Network Equipment | Access Point | Active | MSH | MSH | 1 | Biomedical Engineering | Biomedical Eng. | Philips Healthcare | ITS4852A | US12303828 | 2012-03-21 | 1180 | 2013-03-21 15:55 | Telemetry Wireless System, AP7M08
64145 | Access Point | Network Equipment | Access Point | Active | MSH | MSH | 1 | Biomedical Engineering | Biomedical Eng. | Philips Healthcare | ITS4852A | US12303832 | 2012-03-21 | 1180 | 2013-03-21 15:55 | Telemetry Wireless System, AP7M07
64170 | Monitors, Physiologic, Patient Transport | Monitors, Physiologic | Monitors, Physiologic, Patient Transport | Active | MSH | OPG | 3rd Floor | General Obstetrics | 3rd Floor | Philips Healthcare | M8002A - MP30 | DE728A1573 | 2012-03-29 | 6700 | 2012-03-29 | Manufac. Date: 2012-03 SW rev H Config revised Sept 18 2012 - change Vital Signs trend to NIBP interval (Dale Morgan, JF - Philips) L&D donated this equipment to the Special Pregnancy Program on July 23, 2015
64174 | Vein Viewer | Vein Viewer | Vein Viewer | Active | MSH | MSH | 3 | Emergency | Emergency | Accuvein | 456 | 1234 | 2012-03-30 | 4001 | 2013-03-30 | Ashcon Med 905-569-2300 Battery Part #: BA300 Price: $295.00
64176 | Ultrasound Therapy Systems | Ultrasound Therapy Systems | Ultrasound Therapy Systems | Active | MSH | MSH | MSH | Gynaecology-OPG | 3rd Floor, OPG | Esaote Europe BV | MyLab40 | 06110103 | 2012-04-03 | 35001 | 2013-04-03
64177 | USB RECORDER | USB RECORDER | USB RECORDER | Active | MSH | MSH | 1 | Biomedical Engineering | Biomedical Eng. | Philips Healthcare | 862120 - M3176C | US92610293 | 2012-03-21 | 2025 | 2013-03-21 15:55 | Telemetry Wireless System - RECORDER - Man. Date: 2012-01
64178 | USB RECORDER | USB RECORDER | USB RECORDER | Active | MSH | MSH | 1 | Biomedical Engineering | Biomedical Eng. | Philips Healthcare | 862120 - M3176C | US92610294 | 2012-03-21 | 2025 | 2013-03-21 15:55 | Telemetry Wireless System - RECORDER - Man. Date: 2012-01
64179 | USB RECORDER | USB RECORDER | USB RECORDER | Active | MSH | MSH | 1 | Biomedical Engineering | Biomedical Eng. | Philips Healthcare | 862120 - M3176C | US92610292 | 2012-03-21 | 2025 | 2013-03-21 15:55 | Telemetry Wireless System - RECORDER - Man. Date: 2012-01
64180 | USB RECORDER | USB RECORDER | USB RECORDER | Active | MSH | MSH | 3 | ICU | Emergency | Philips Healthcare | 862120 - M3176C | US92610290 | 2012-03-21 | 2025 | 2013-03-21
64181 | USB RECORDER | USB RECORDER | USB RECORDER | Active | MSH | MSH | 1 | Biomedical Engineering | Biomedical Eng. | Philips Healthcare | 862120 - M3176C | US92610295 | 2012-03-21 | 2025 | 2013-03-21 15:55 | Telemetry Wireless System - RECORDER - Man. Date: 2012-01
64182 | USB RECORDER | USB RECORDER | USB RECORDER | Active | MSH | MSH | 14N | Biomedical Engineering | SDU | Philips Healthcare | 862120 - M3176C | US92610291 | 2012-03-21 | 2025 | 2013-03-21 | Telemetry Wireless System - RECORDER - Man. Date: 2012-01
64183 | USB RECORDER | USB RECORDER | USB RECORDER | Active | MSH | MSH | 1 | Biomedical Engineering | Biomedical Eng. | Philips Healthcare | 862120 - M3176C | US92610219 | 2012-03-21 | 2025 | 2013-03-21 15:55 | Telemetry Wireless System - RECORDER - Man. Date: 2012-01
64184 | Stress Test BP | Stress Test BP | Stress Test BP | Active | MSH | MSH | MSH | Echocardiography | Cardiology Clinics | Sun Tech Medical Inc. | 99-0043-xx | M00020538 | 2012-04-10 | 6500 | 2014-04-10 15:03 | Stress Test BP / Vendor# 1-800-996-6674
64185 | Cast Cutters, Electric | Cast Cutters | Cast Cutters, Electric | Active | MSH | MSH | 3 | Emergency | Emergency | STRYKER CORP | 940/986 | 98070503/98070103 | 2006-05-04 | 2001 | 2007-05-04
64186 | Fluid Warmer | Fluid Warmer | Fluid Warmer | Active | MSH | MSH | 15U | Obstetrical Suite (L&D) | L&D | Enthermics Medical Systems | IVNOW-3 | 1057084-000 | 2012-04-17 | 3075 | 2013-04-17 | 2 warmers(part# 504753) came with a Horizontal wall mount kit(part# 5012242).
64187 | Fluid Warmer | Fluid Warmer | Fluid Warmer | Active | MSH | MSH | 15U | Obstetrical Suite (L&D) | L&D | Enthermics Medical Systems | IVNOW-3 | 1055814-000 | 2012-04-17 | 3075 | 2013-04-17 | 2 warmers(part# 504753) came with a Horizontal wall mount kit(part# 5012242).
64188 | Monitors, Physiologic, Multipurpose, Bedside | Monitors, Physiologic | Monitors, Physiologic, Multipurpose, Bedside | Active | MSH | MSH | 17M | Mother & Baby | 17th Floor - Murray Side | Philips Healthcare | 865240 - MX800 | DE12510919 | 2012-03-23 | 20308 | 2013-03-23
64191 | MODULE, RECORDER | Physiologic Monitor Modules | Printer/Graphic Recorders | Active | MSH | MSH | MSH | Coronary Care Unit | 16th | Philips Healthcare | M1116B | 4227A81850 | 2012-03-23 | 1412 | 2013-03-23
64192 | RACKS, MODULE | Physiologic Monitor Modules | Physiologic Monitor Module Housings | Active | MSH | MSH | 16M | Mother & Baby | M&B | Philips Healthcare | M8048A | DE502B0599 | 2012-03-23 | 1200 | 2013-03-23 09:28
64197 | 64197 | GENERAL EQUIPMENT | GENERAL EQUIPMENT | Active | MSH | MSH | 7 | SURGICAL SUITE (COMBINED WITH CYSTO) | 7th Floor - OR | Medtronic of Canada | 8253001 | 1NR3-1400 | 2012-04-23 | 5001 | 2013-04-23
64201 | Cardiac Output Units | Cardiac Output Units | Cardiac Output Units | Active | MSH | MSH | 18 | ICU | ICU | Cheetah Medical, Inc. | NICOM Reliant | V32012011849 | 2012-04-27 | 20000 | 2012-04-27
64202 | Monitors, Physiologic, Multipurpose, Bedside | Monitors, Physiologic | Monitors, Physiologic, Multipurpose, Bedside | Active | MSH | MSH | 17U | NICU | NIA31b | Philips Healthcare | 865240 - MX800 | DE12511131 | 2012-03-23 | 20308 | 2013-03-23
64203 | Monitors, Physiologic, Multipurpose, Bedside | Monitors, Physiologic | Monitors, Physiologic, Multipurpose, Bedside | Active | MSH | MSH | 17U | NICU | NIA12 | Philips Healthcare | 865240 - MX800 | DE12511208 | 2012-03-23 | 20308 | 2013-03-23 | orginal SERIAL # DE12511153, updated to DE125112085
64204 | Monitors, Physiologic, Multipurpose, Bedside | Monitors, Physiologic | Monitors, Physiologic, Multipurpose, Bedside | Active | MSH | MSH | 17U | NICU | NIA33 | Philips Healthcare | 865240 - MX800 | DE12511161 | 2012-03-23 | 20308 | 2013-03-23
64205 | Monitors, Physiologic, Multipurpose, Bedside | Monitors, Physiologic | Monitors, Physiologic, Multipurpose, Bedside | Active | MSH | MSH | 17U | NICU | NIA20 | Philips Healthcare | 865240 - MX800 | DE12511232 | 2012-03-23 | 20308 | 2013-03-23
64206 | Monitors, Physiologic, Multipurpose, Bedside | Monitors, Physiologic | Monitors, Physiologic, Multipurpose, Bedside | Active | MSH | MSH | 17U | NICU | NIA30 | Philips Healthcare | 865240 - MX800 | DE12511238 | 2012-03-23 | 20308 | 2013-03-23
64207 | Monitors, Physiologic, Multipurpose, Bedside | Monitors, Physiologic | Monitors, Physiologic, Multipurpose, Bedside | Active | MSH | MSH | 17U | NICU | NIB58A | Philips Healthcare | 865240 - MX800 | DE12511254 | 2012-03-23 | 20308 | 2013-03-23
64209 | Scalers, Dental, Ultrasonic | Scalers | Scalers, Dental, Ultrasonic | Active | MSH | MSH | 4 | Dental Clinic | Dentistry | CAULK DENTSPLY | GEN-131 | G131-33488 | 2012-04-03 | 1823.21 | 2013-04-03 | vendor supported equipment
64210 | Monitors, Vital Signs | Monitors, Vital Signs | Monitors, Vital Signs | Active | MSH | MSH | 4 | Dental Clinic | Dentistry | CRITICARE SYSTEMS INC | 8100EP | 112724914 | 2012-04-27 | 3400 | 2013-04-27 14:02 | Rev 4. Unit came with SaO2 probe cat 934-100N; 3-lead ECG cable cat#1073/S; BP hose RECTUS type 20 (made in Germany). BP cuffs CAT 474,475 and 476, small adult, adult and large adult respectably.
64216 | Monitors, Vital Signs | Monitors, Vital Signs | Monitors, Vital Signs | Active | MSH | MSH | 4 | Dental Clinic | Dentistry | CRITICARE SYSTEMS INC | 8100EP | 312729025 | 2012-04-27 | 3400 | 2013-04-27 14:02 | Rev 4. Unit came with SaO2 probe cat 934-100N; 3-lead ECG cable cat#1073/S; BP hose RECTUS type 20 (made in Germany). BP cuffs CAT 474,475 and 476, small adult, adult and large adult respectably.
64223 | Monitors, Physiologic, Multipurpose, Bedside | Monitors, Physiologic | Monitors, Physiologic, Multipurpose, Bedside | Active | MSH | MSH | 10S | Coronary Care Unit | CCU11 | Philips Healthcare | 865241 - MX700 | DE12593786 | 2012-04-30 | 11339.4004 | 2013-04-30
64224 | Monitors, Physiologic, Multipurpose, Bedside | Monitors, Physiologic | Monitors, Physiologic, Multipurpose, Bedside | Active | MSH | MSH | 1 | Coronary Care Unit | Biomed Spare | Philips Healthcare | 865241 - MX700 | DE12593793 | 2012-04-30 | 11339.4004 | 2013-04-30 | CCU spare in Biomed shop
64225 | Monitors, Physiologic, Multipurpose, Bedside | Monitors, Physiologic | Monitors, Physiologic, Multipurpose, Bedside | Active | MSH | MSH | 10S | Coronary Care Unit | CCU13 | Philips Healthcare | 865241 - MX700 | DE12593796 | 2012-04-30 | 11339.4004 | 2013-04-30
64226 | Monitors, Physiologic, Multipurpose, Bedside | Monitors, Physiologic | Monitors, Physiologic, Multipurpose, Bedside | Active | MSH | MSH | 10S | Coronary Care Unit | CCU9 | Philips Healthcare | 865241 - MX700 | DE12593797 | 2012-04-30 | 11339.4004 | 2013-04-30
64227 | Monitors, Physiologic, Multipurpose, Bedside | Monitors, Physiologic | Monitors, Physiologic, Multipurpose, Bedside | Active | MSH | MSH | 10S | Coronary Care Unit | CCU12 | Philips Healthcare | 865241 - MX700 | DE12593798 | 2012-04-30 | 11339.4004 | 2013-04-30
64228 | Monitors, Physiologic, Multipurpose, Bedside | Monitors, Physiologic | Monitors, Physiologic, Multipurpose, Bedside | Active | MSH | MSH | 10S | Coronary Care Unit | CCU10 | Philips Healthcare | 865241 - MX700 | DE12593799 | 2012-04-30 | 11339.4004 | 2013-04-30
64229 | Monitors, Physiologic, Multipurpose, Bedside | Monitors, Physiologic | Monitors, Physiologic, Multipurpose, Bedside | Active | MSH | MSH | 10S | Coronary Care Unit | CCU8 | Philips Healthcare | 865241 - MX700 | DE12593818 | 2012-04-30 | 11339.4004 | 2013-04-30
64230 | Monitors, Physiologic, Multipurpose, Bedside | Monitors, Physiologic | Monitors, Physiologic, Multipurpose, Bedside | Active | MSH | MSH | 1 | Coronary Care Unit | Biomed Spare | Philips Healthcare | 865241 - MX700 | DE12593827 | 2012-04-30 | 11339.4004 | 2013-04-30 | CCU SPARE IN BIOMED SHOP
64241 | Microstream CO2 extension | Physiologic Monitor Modules | Physiologic Monitor Modules, Exhaled Carbon Dioxide | Active | MSH | MSH | 1 | Coronary Care Unit | Biomed | Philips Healthcare | M3015A - CO2 MMS | DE13861308 | 2012-04-30 | 4644 | 2013-04-30 | Unit was belong to CCU & Nursing 10 Cost # 712404400
64247 | Monitors, Physiologic, Multipurpose, Bedside | Monitors, Physiologic | Monitors, Physiologic, Multipurpose, Bedside | Active | MSH | MSH | 17U | NICU | NIB50 | Philips Healthcare | 865240 - MX800 | DE12511245 | 2012-03-23 | 20308 | 2013-03-23
64248 | Monitors, Physiologic, Multipurpose, Bedside | Monitors, Physiologic | Monitors, Physiologic, Multipurpose, Bedside | Active | MSH | MSH | 17U | NICU | NIC75 | Philips Healthcare | 865240 - MX800 | DE12511137 | 2012-03-23 | 20308 | 2013-03-23
64249 | Monitors, Physiologic, Multipurpose, Bedside | Monitors, Physiologic | Monitors, Physiologic, Multipurpose, Bedside | Active | MSH | MSH | 17U | NICU | NIB44 | Philips Healthcare | 865240 - MX800 | DE12511134 | 2012-03-23 | 20308 | 2013-03-23
64250 | Monitors, Physiologic, Multipurpose, Bedside | Monitors, Physiologic | Monitors, Physiologic, Multipurpose, Bedside | Active | MSH | MSH | 17U | NICU | NIB48 | Philips Healthcare | 865240 - MX800 | DE12511138 | 2012-03-23 | 20308 | 2013-03-23
64251 | Monitors, Physiologic, Multipurpose, Bedside | Monitors, Physiologic | Monitors, Physiologic, Multipurpose, Bedside | Active | MSH | MSH | 17U | NICU | NIA17 | Philips Healthcare | 865240 - MX800 | DE12511169 | 2012-03-23 | 20308 | 2013-03-23
64252 | Monitors, Physiologic, Multipurpose, Bedside | Monitors, Physiologic | Monitors, Physiologic, Multipurpose, Bedside | Active | MSH | MSH | 17U | NICU | NIC73 | Philips Healthcare | 865240 - MX800 | DE12511167 | 2012-03-23 | 20308 | 2013-03-23
64253 | Monitors, Physiologic, Multipurpose, Bedside | Monitors, Physiologic | Monitors, Physiologic, Multipurpose, Bedside | Active | MSH | MSH | 17U | NICU | NIC69b | Philips Healthcare | 865240 - MX800 | DE12511126 | 2012-03-23 | 20308 | 2013-03-23
64254 | Monitors, Physiologic, Multipurpose, Bedside | Monitors, Physiologic | Monitors, Physiologic, Multipurpose, Bedside | Active | MSH | MSH | 17U | NICU | NIC74 | Philips Healthcare | 865240 - MX800 | DE12511125 | 2012-03-23 | 20308 | 2013-03-23
64255 | Monitors, Physiologic, Multipurpose, Bedside | Monitors, Physiologic | Monitors, Physiologic, Multipurpose, Bedside | Active | MSH | MSH | 17U | NICU | NIB53b | Philips Healthcare | 865240 - MX800 | DE12511249 | 2012-03-23 | 20308 | 2013-03-23
64256 | Monitors, Physiologic, Multipurpose, Bedside | Monitors, Physiologic | Monitors, Physiologic, Multipurpose, Bedside | Active | MSH | MSH | 17U | NICU | NIB60 | Philips Healthcare | 865240 - MX800 | DE12511253 | 2012-03-23 | 20308 | 2013-03-23
64257 | Monitors, Physiologic, Multipurpose, Bedside | Monitors, Physiologic | Monitors, Physiologic, Multipurpose, Bedside | Active | MSH | MSH | 17U | NICU | NIB35 | Philips Healthcare | 865240 - MX800 | DE12511136 | 2012-03-23 | 20308 | 2013-03-23
64258 | Monitors, Physiologic, Multipurpose, Bedside | Monitors, Physiologic | Monitors, Physiologic, Multipurpose, Bedside | Active | MSH | MSH | 17U | NICU | NIB42 | Philips Healthcare | 865240 - MX800 | DE12511170 | 2012-03-23 | 20308 | 2013-03-23
64259 | Monitors, Physiologic, Multipurpose, Bedside | Monitors, Physiologic | Monitors, Physiologic, Multipurpose, Bedside | Active | MSH | MSH | 17U | NICU | NIB57 | Philips Healthcare | 865240 - MX800 | DE12511261 | 2012-03-23 | 20308 | 2013-03-23
64260 | Monitors, Physiologic, Multipurpose, Bedside | Monitors, Physiologic | Monitors, Physiologic, Multipurpose, Bedside | Active | MSH | MSH | 17U | NICU | NIB37 | Philips Healthcare | 865240 - MX800 | DE12511228 | 2012-03-23 | 20308 | 2013-03-23
64262 | Monitors, Physiologic, Multipurpose, Bedside | Monitors, Physiologic | Monitors, Physiologic, Multipurpose, Bedside | Active | MSH | MSH | 17U | NICU | NIC82 | Philips Healthcare | 865240 - MX800 | DE12511143 | 2012-03-23 | 20308 | 2013-03-23
64263 | Monitors, Physiologic, Multipurpose, Bedside | Monitors, Physiologic | Monitors, Physiologic, Multipurpose, Bedside | Active | MSH | MSH | 17U | NICU | NIB02 | Philips Healthcare | 865240 - MX800 | DE12511224 | 2012-03-23 | 20308 | 2013-03-23
64264 | Monitors, Physiologic, Multipurpose, Bedside | Monitors, Physiologic | Monitors, Physiologic, Multipurpose, Bedside | Active | MSH | MSH | 17U | NICU | NIA23 | Philips Healthcare | 865240 - MX800 | DE12511157 | 2012-03-23 | 20308 | 2013-03-23
64265 | Monitors, Physiologic, Multipurpose, Bedside | Monitors, Physiologic | Monitors, Physiologic, Multipurpose, Bedside | Active | MSH | MSH | 17U | NICU | NIB58b | Philips Healthcare | 865240 - MX800 | DE12511243 | 2012-03-23 | 20308 | 2013-03-23
64266 | Monitors, Physiologic, Multipurpose, Bedside | Monitors, Physiologic | Monitors, Physiologic, Multipurpose, Bedside | Active | MSH | MSH | 6 | Endoscopy | 6, room ENDO 1 | Philips Healthcare | 865240 - MX800 | DE12511215 | 2012-03-23 | 20308 | 2013-03-23 | Rev. N Equipment Label ENDO-A
64267 | Monitors, Physiologic, Multipurpose, Bedside | Monitors, Physiologic | Monitors, Physiologic, Multipurpose, Bedside | Active | MSH | MSH | 17U | NICU | NIA18 | Philips Healthcare | 865240 - MX800 | DE12511173 | 2012-03-23 | 20308 | 2013-03-23
64268 | Monitors, Physiologic, Multipurpose, Bedside | Monitors, Physiologic | Monitors, Physiologic, Multipurpose, Bedside | Active | MSH | MSH | 15U | NICU | NIResC | Philips Healthcare | 865240 - MX800 | DE12511151 | 2012-03-23 | 20308 | 2013-03-23
64269 | Monitors, Physiologic, Multipurpose, Bedside | Monitors, Physiologic | Monitors, Physiologic, Multipurpose, Bedside | Active | MSH | MSH | 17U | NICU | NIC88 | Philips Healthcare | 865240 - MX800 | DE12511165 | 2012-03-23 | 20308 | 2013-03-23
64270 | Monitors, Physiologic, Multipurpose, Bedside | Monitors, Physiologic | Monitors, Physiologic, Multipurpose, Bedside | Active | MSH | MSH | 17U | NICU | NIC77 | Philips Healthcare | 865240 - MX800 | DE12511129 | 2012-03-23 | 20308 | 2013-03-23
64271 | Monitors, Physiologic, Multipurpose, Bedside | Monitors, Physiologic | Monitors, Physiologic, Multipurpose, Bedside | Active | MSH | MSH | 17U | NICU | NIC78 | Philips Healthcare | 865240 - MX800 | DE12511130 | 2012-03-23 | 20308 | 2013-03-23
64272 | Monitors, Physiologic, Multipurpose, Bedside | Monitors, Physiologic | Monitors, Physiologic, Multipurpose, Bedside | Active | MSH | MSH | 17U | NICU | NIB55 | Philips Healthcare | 865240 - MX800 | DE12511156 | 2012-03-23 | 20308 | 2013-03-23
64273 | Monitors, Physiologic, Multipurpose, Bedside | Monitors, Physiologic | Monitors, Physiologic, Multipurpose, Bedside | Active | MSH | MSH | 17U | NICU | NIB38 | Philips Healthcare | 865240 - MX800 | DE12511248 | 2012-03-23 | 20308 | 2013-03-23
64274 | Monitors, Physiologic, Multipurpose, Bedside | Monitors, Physiologic | Monitors, Physiologic, Multipurpose, Bedside | Active | MSH | MSH | 17U | NICU | NIA16 | Philips Healthcare | 865240 - MX800 | DE12511144 | 2012-03-23 | 20308 | 2013-03-23
64275 | Monitors, Physiologic, Multipurpose, Bedside | Monitors, Physiologic | Monitors, Physiologic, Multipurpose, Bedside | Active | MSH | MSH | 17U | NICU | NIC86 | Philips Healthcare | 865240 - MX800 | DE12511135 | 2012-03-23 | 20308 | 2013-03-23
64276 | Monitors, Physiologic, Multipurpose, Bedside | Monitors, Physiologic | Monitors, Physiologic, Multipurpose, Bedside | Active | MSH | MSH | 17U | NICU | NIA10 | Philips Healthcare | 865240 - MX800 | DE12511237 | 2012-03-23 | 20308 | 2013-03-23
64277 | Monitors, Physiologic, Multipurpose, Bedside | Monitors, Physiologic | Monitors, Physiologic, Multipurpose, Bedside | Active | MSH | MSH | 17U | NICU | NIB56 | Philips Healthcare | 865240 - MX800 | DE12511258 | 2012-03-23 | 20308 | 2013-03-23
64278 | Monitors, Physiologic, Multipurpose, Bedside | Monitors, Physiologic | Monitors, Physiologic, Multipurpose, Bedside | Active | MSH | MSH | 15U | NICU | NIResD | Philips Healthcare | 865240 - MX800 | DE12511259 | 2012-03-23 | 20308 | 2013-03-23
64279 | Monitors, Physiologic, Multipurpose, Bedside | Monitors, Physiologic | Monitors, Physiologic, Multipurpose, Bedside | Active | MSH | MSH | 17U | NICU | NICU Spare | Philips Healthcare | 865240 - MX800 | DE12511123 | 2012-03-23 | 20308 | 2013-03-23
64280 | Monitors, Physiologic, Multipurpose, Bedside | Monitors, Physiologic | Monitors, Physiologic, Multipurpose, Bedside | Active | MSH | MSH | 17U | NICU | NIA21 | Philips Healthcare | 865240 - MX800 | DE12511158 | 2012-03-23 | 20308 | 2013-03-23
64281 | Monitors, Physiologic, Multipurpose, Bedside | Monitors, Physiologic | Monitors, Physiologic, Multipurpose, Bedside | Active | MSH | MSH | 17U | NICU | NIC85 | Philips Healthcare | 865240 - MX800 | DE12511230 | 2012-03-23 | 20308 | 2013-03-23
64282 | Monitors, Physiologic, Multipurpose, Bedside | Monitors, Physiologic | Monitors, Physiologic, Multipurpose, Bedside | Active | MSH | MSH | 17U | NICU | NIB46 | Philips Healthcare | 865240 - MX800 | DE12511176 | 2012-03-23 | 20308 | 2013-03-23
64283 | Monitors, Physiologic, Multipurpose, Bedside | Monitors, Physiologic | Monitors, Physiologic, Multipurpose, Bedside | Active | MSH | MSH | 17U | NICU | NIA31a | Philips Healthcare | 865240 - MX800 | DE12511133 | 2012-03-23 | 20308 | 2013-03-23
64284 | Monitors, Physiologic, Multipurpose, Bedside | Monitors, Physiologic | Monitors, Physiologic, Multipurpose, Bedside | Active | MSH | MSH | 17U | NICU | NIA14 | Philips Healthcare | 865240 - MX800 | DE12511181 | 2012-03-23 | 20308 | 2013-03-23
64285 | Monitors, Physiologic, Multipurpose, Bedside | Monitors, Physiologic | Monitors, Physiologic, Multipurpose, Bedside | Active | MSH | MSH | 17U | NICU | NIB36 | Philips Healthcare | 865240 - MX800 | DE12511164 | 2012-03-23 | 20308 | 2013-03-23
64286 | Monitors, Physiologic, Multipurpose, Bedside | Monitors, Physiologic | Monitors, Physiologic, Multipurpose, Bedside | Active | MSH | MSH | 17U | NICU | NIB40 | Philips Healthcare | 865240 - MX800 | DE12511124 | 2012-03-23 | 20308 | 2013-03-23
64287 | Monitors, Physiologic, Multipurpose, Bedside | Monitors, Physiologic | Monitors, Physiologic, Multipurpose, Bedside | Active | MSH | MSH | 17U | NICU | NIC87 | Philips Healthcare | 865240 - MX800 | DE12511149 | 2012-03-23 | 20308 | 2013-03-23
64288 | Monitors, Physiologic, Multipurpose, Bedside | Monitors, Physiologic | Monitors, Physiologic, Multipurpose, Bedside | Active | MSH | MSH | 17U | NICU | NIC80 | Philips Healthcare | 865240 - MX800 | DE12511132 | 2012-03-23 | 20308 | 2013-03-23
64289 | Monitors, Physiologic, Multipurpose, Bedside | Monitors, Physiologic | Monitors, Physiologic, Multipurpose, Bedside | Active | MSH | MSH | 17U | NICU | NIC83 | Philips Healthcare | 865240 - MX800 | DE12511235 | 2012-03-23 | 20308 | 2013-03-23
64290 | Monitors, Physiologic, Multipurpose, Bedside | Monitors, Physiologic | Monitors, Physiologic, Multipurpose, Bedside | Active | MSH | MSH | 15U | NICU | NIResE | Philips Healthcare | 865240 - MX800 | DE12511128 | 2012-03-23 | 20308 | 2013-03-23
64291 | Monitors, Physiologic, Multipurpose, Bedside | Monitors, Physiologic | Monitors, Physiologic, Multipurpose, Bedside | Active | MSH | MSH | 17U | NICU | NIA22 | Philips Healthcare | 865240 - MX800 | DE12511154 | 2012-03-23 | 20308 | 2013-03-23
64292 | Monitors, Physiologic, Multipurpose, Bedside | Monitors, Physiologic | Monitors, Physiologic, Multipurpose, Bedside | Active | MSH | MSH | 17U | NICU | NIA15 | Philips Healthcare | 865240 - MX800 | DE12511139 | 2012-03-23 | 20308 | 2013-03-23
64293 | Monitors, Physiologic, Multipurpose, Bedside | Monitors, Physiologic | Monitors, Physiologic, Multipurpose, Bedside | Active | MSH | MSH | 17U | NICU | NIC84 | Philips Healthcare | 865240 - MX800 | DE12511247 | 2012-03-23 | 20308 | 2013-03-23
64294 | Monitors, Physiologic, Multipurpose, Bedside | Monitors, Physiologic | Monitors, Physiologic, Multipurpose, Bedside | Active | MSH | MSH | 17U | NICU | NIA09 | Philips Healthcare | 865240 - MX800 | DE12511148 | 2012-03-23 | 20308 | 2013-03-23
64295 | Monitors, Physiologic, Multipurpose, Bedside | Monitors, Physiologic | Monitors, Physiologic, Multipurpose, Bedside | Active | MSH | MSH | 17U | NICU | NIA13 | Philips Healthcare | 865240 - MX800 | DE12511152 | 2012-03-23 | 20308 | 2013-03-23
64296 | Monitors, Physiologic, Multipurpose, Bedside | Monitors, Physiologic | Monitors, Physiologic, Multipurpose, Bedside | Active | MSH | MSH | 17U | NICU | NIA11 | Philips Healthcare | 865240 - MX800 | DE12511246 | 2012-03-23 | 20308 | 2013-03-23
64297 | Monitors, Physiologic, Multipurpose, Bedside | Monitors, Physiologic | Monitors, Physiologic, Multipurpose, Bedside | Active | MSH | MSH | 17U | NICU | NIC76 | Philips Healthcare | 865240 - MX800 | DE12511260 | 2012-03-23 | 20308 | 2013-03-23
64298 | Monitors, Physiologic, Multipurpose, Bedside | Monitors, Physiologic | Monitors, Physiologic, Multipurpose, Bedside | Active | MSH | MSH | 17U | NICU | NIB54 | Philips Healthcare | 865240 - MX800 | DE12511241 | 2012-03-23 | 20308 | 2013-03-23
64299 | Monitors, Physiologic, Multipurpose, Bedside | Monitors, Physiologic | Monitors, Physiologic, Multipurpose, Bedside | Active | MSH | MSH | 17U | NICU | NIB53a | Philips Healthcare | 865240 - MX800 | DE12511252 | 2012-03-23 | 20308 | 2013-03-23
64300 | Monitors, Physiologic, Multipurpose, Bedside | Monitors, Physiologic | Monitors, Physiologic, Multipurpose, Bedside | Active | MSH | MSH | 17U | NICU | NIA32 | Philips Healthcare | 865240 - MX800 | DE12511251 | 2012-03-23 | 20308 | 2013-03-23
64301 | Monitors, Physiologic, Multipurpose, Bedside | Monitors, Physiologic | Monitors, Physiologic, Multipurpose, Bedside | Active | MSH | MSH | 17U | NICU | NIA19 | Philips Healthcare | 865240 - MX800 | DE12511257 | 2012-03-23 | 20308 | 2013-03-23
64302 | Monitors, Physiologic, Multipurpose, Bedside | Monitors, Physiologic | Monitors, Physiologic, Multipurpose, Bedside | Active | MSH | MSH | 17U | NICU | NIA24 | Philips Healthcare | 865240 - MX800 | DE12511153 | 2012-03-23 | 20308 | 2013-03-23
64370 | Sphygmomanometers, Aneroid | Sphygmomanometers | Sphygmomanometers, Aneroid | Active | MSH | MSH | 16M | Mother & Baby | M&B | Welch Allyn | 7670-01 | 111115122522 | 2012-05-03 | 199 | 2013-05-03 | Room# 16-302
64372 | Sphygmomanometers, Aneroid | Sphygmomanometers | Sphygmomanometers, Aneroid | Active | MSH | MSH | 16M | Mother & Baby | M&B | Welch Allyn | 7670-01 | 111107214719 | 2012-05-03 | 199 | 2013-05-03 | Room# 16-303 Purchased through Eastern Construction company on-contract
64373 | Sphygmomanometers, Aneroid | Sphygmomanometers | Sphygmomanometers, Aneroid | Active | MSH | MSH | 16M | Mother & Baby | M&B | Welch Allyn | CE0297 | 111107220810 | 2012-05-03 | 380.2 | 2013-05-03 | Room# 16-306: New S.No. 111107220810
64376 | Sphygmomanometers, Aneroid | Sphygmomanometers | Sphygmomanometers, Aneroid | Active | MSH | MSH | 16M | Mother & Baby | M&B | Welch Allyn | 7670-01 | 120424073736 | 2012-05-03 | 199 | 2013-05-03 | Room# 16-307 Purchased through Eastern Construction company on-contract serial number # 111115151953. OCT 19-Replaced the unit with a new one - S.No # 120424073736
64377 | Sphygmomanometers, Aneroid | Sphygmomanometers | Sphygmomanometers, Aneroid | Active | MSH | MSH | 16M | Mother & Baby | M&B | Welch Allyn | 7670-01 | 111107221142 | 2012-05-03 | 199 | 2013-05-03 | Room# 16-309 Purchased through Eastern Construction company on-contract
64380 | Sphygmomanometers, Aneroid | Sphygmomanometers | Sphygmomanometers, Aneroid | Active | MSH | MSH | 16M | Mother & Baby | M&B | Welch Allyn | 7670-01 | 111115151308 | 2012-05-03 | 199 | 2013-05-03 | Room# 16-310 Purchased through Eastern Construction company on-contract
64381 | Sphygmomanometers, Aneroid | Sphygmomanometers | Sphygmomanometers, Aneroid | Active | MSH | MSH | 16M | Mother & Baby | M&B | Welch Allyn | 7670-01 | 111115152632 | 2012-05-03 | 199 | 2013-05-03 | Room # 16-322 Purchased through Eastern Construction company on-contract
64384 | Sphygmomanometers, Aneroid | Sphygmomanometers | Sphygmomanometers, Aneroid | Active | MSH | MSH | 16M | Mother & Baby | M&B | Welch Allyn | 7670-01 | 111115161552 | 2012-05-03 | 199 | 2013-05-03 | Room# 16-314 Purchased through Eastern Construction company on-contract
64385 | Sphygmomanometers, Aneroid | Sphygmomanometers | Sphygmomanometers, Aneroid | Active | MSH | MSH | 16M | Mother & Baby | M&B | Welch Allyn | 7670-01 | 130701121146 | 2012-05-03 | 199 | 2013-05-03 | Room# 16-316 Purchased through Eastern Construction company on-contract. Replaced sn.111107221356 with sn.130701121146, 14.11.2014
64387 | Sphygmomanometers, Aneroid | Sphygmomanometers | Sphygmomanometers, Aneroid | Active | MSH | MSH | 16M | Mother & Baby | M&B | Welch Allyn | 7670-01 | 111115155546 | 2012-05-03 | 199 | 2013-05-03 | Room# 16-317 Purchased through Eastern Construction company on-contract
64390 | Sphygmomanometers, Aneroid | Sphygmomanometers | Sphygmomanometers, Aneroid | Active | MSH | MSH | 16M | Mother & Baby | M&B | Welch Allyn | 7670-01 | 111115151002 | 2012-05-03 | 199 | 2013-05-03 | Room# 16-317 Purchased through Eastern Construction company on-contract
64391 | Sphygmomanometers, Aneroid | Sphygmomanometers | Sphygmomanometers, Aneroid | Active | MSH | MSH | 16M | Mother & Baby | M&B | Welch Allyn | 7670-01 | 111115130830 | 2012-05-03 | 199 | 2013-05-03 | Room# 16-319 Purchased through Eastern Construction company on-contract
64392 | Sphygmomanometers, Aneroid | Sphygmomanometers | Sphygmomanometers, Aneroid | Active | MSH | MSH | 16M | Mother & Baby | M&B | Welch Allyn | 7670-01 | 121023205116 | 2012-05-03 | 199 | 2013-05-03 | Room# 16-319 Purchased through Eastern Construction company on-contract
64397 | Sphygmomanometers, Aneroid | Sphygmomanometers | Sphygmomanometers, Aneroid | Active | MSH | MSH | 16M | Mother & Baby | M&B | Welch Allyn | 7670-01 | 111108063213 | 2012-05-03 | 199 | 2013-05-03 | Room# 16-320 Purchased through Eastern Construction company on-contract
64398 | Sphygmomanometers, Aneroid | Sphygmomanometers | Sphygmomanometers, Aneroid | Active | MSH | MSH | 16M | Mother & Baby | M&B | Welch Allyn | 7670-01 | 111115153211 | 2012-05-03 | 199 | 2013-05-03 | Room# 16-320 Purchased through Eastern Construction company on-contract
64399 | Sphygmomanometers, Aneroid | Sphygmomanometers | Sphygmomanometers, Aneroid | Active | MSH | MSH | 16M | Mother & Baby | M&B | Welch Allyn | 7670-01 | 111115122217 | 2012-05-03 | 199 | 2013-05-03 | Room# 16-320 Purchased through Eastern Construction company on-contract
64400 | Sphygmomanometers, Aneroid | Sphygmomanometers | Sphygmomanometers, Aneroid | Active | MSH | MSH | 16M | Mother & Baby | M&B | Welch Allyn | 7670-01 | 111115132025 | 2012-05-03 | 199 | 2013-05-03 | Room# 16-320 Purchased through Eastern Construction company on-contract
64404 | Sphygmomanometers, Aneroid | Sphygmomanometers | Sphygmomanometers, Aneroid | Active | MSH | MSH | 16M | Mother & Baby | M&B | Welch Allyn | 7670-01 | 111107224127 | 2012-05-03 | 199 | 2013-05-03 | Room# 16-321 Purchased through Eastern Construction company on-contract
64405 | Sphygmomanometers, Aneroid | Sphygmomanometers | Sphygmomanometers, Aneroid | Active | MSH | MSH | 16M | Mother & Baby | M&B | Welch Allyn | 7670-01 | 120416141411 | 2012-10-15 | 199 | 2013-10-15 | S.no # 120416141411 has replaced S.No # 111115154658
64407 | Sphygmomanometers, Aneroid | Sphygmomanometers | Sphygmomanometers, Aneroid | Active | MSH | MSH | 16M | Mother & Baby | M&B | Welch Allyn | 7670-01 | 111115130509 | 2012-05-03 | 199 | 2013-05-03 | Room# 16-323 Purchased through Eastern Construction company on-contract
64409 | Sphygmomanometers, Aneroid | Sphygmomanometers | Sphygmomanometers, Aneroid | Active | MSH | MSH | 16M | Mother & Baby | M&B | Welch Allyn | 7670-01 | 111115130403 | 2012-05-03 | 199 | 2013-05-03 | Room# 16-370 Purchased through Eastern Construction company on-contract
64410 | Sphygmomanometers, Aneroid | Sphygmomanometers | Sphygmomanometers, Aneroid | Active | MSH | MSH | 16M | Mother & Baby | M&B | Welch Allyn | 7670-01 | 111115151619 | 2012-05-03 | 199 | 2013-05-03 | Room# 16-370 Purchased through Eastern Construction company on-contract
64415 | Sphygmomanometers, Aneroid | Sphygmomanometers | Sphygmomanometers, Aneroid | Active | MSH | MSH | 16M | Mother & Baby | M&B | Welch Allyn | 7670-01 | 111115122405 | 2012-05-03 | 199 | 2013-05-03 | Room# 16-367 Purchased through Eastern Construction company on-contract
64416 | Sphygmomanometers, Aneroid | Sphygmomanometers | Sphygmomanometers, Aneroid | Active | MSH | MSH | 16M | Mother & Baby | M&B | Welch Allyn | 7670-01 | 111115144521 | 2012-05-03 | 199 | 2013-05-03 | Room# 16-367 Purchased through Eastern Construction company on-contract
64417 | Sphygmomanometers, Aneroid | Sphygmomanometers | Sphygmomanometers, Aneroid | Active | MSH | MSH | 16M | Mother & Baby | M&B | Welch Allyn | 7670-01 | 111115144958 | 2012-05-03 | 199 | 2013-05-03 | Room# 16-360 Purchased through Eastern Construction company on-contract
64418 | Sphygmomanometers, Aneroid | Sphygmomanometers | Sphygmomanometers, Aneroid | Active | MSH | MSH | 16M | Mother & Baby | M&B | Welch Allyn | 7670-01 | 111115151842 | 2012-05-03 | 199 | 2013-05-03 | Room# 16-359 Purchased through Eastern Construction company on-contract
64422 | Sphygmomanometers, Aneroid | Sphygmomanometers | Sphygmomanometers, Aneroid | Active | MSH | MSH | 16M | Mother & Baby | M&B | Welch Allyn | 7670-01 | 111115132539 | 2012-05-03 | 199 | 2013-05-03 | Room# 16-357 Purchased through Eastern Construction company on-contract
64423 | Sphygmomanometers, Aneroid | Sphygmomanometers | Sphygmomanometers, Aneroid | Active | MSH | MSH | 16M | Mother & Baby | M&B | Welch Allyn | 7670-01 | 111108061823 | 2012-05-03 | 199 | 2013-05-03 | Room# 16-357 Purchased through Eastern Construction company on-contract
64424 | Sphygmomanometers, Aneroid | Sphygmomanometers | Sphygmomanometers, Aneroid | Active | MSH | MSH | 16M | Mother & Baby | M&B | Welch Allyn | 7670-01 | 111115122921 | 2012-05-03 | 199 | 2013-05-03 | Room# 16-354 Purchased through Eastern Construction company on-contract
64425 | Sphygmomanometers, Aneroid | Sphygmomanometers | Sphygmomanometers, Aneroid | Active | MSH | MSH | 16M | Mother & Baby | M&B | Welch Allyn | 7670-01 | 111108062639 | 2012-05-03 | 199 | 2013-05-03 | Room# 16-354 Purchased through Eastern Construction company on-contract
64430 | Sphygmomanometers, Aneroid | Sphygmomanometers | Sphygmomanometers, Aneroid | Active | MSH | MSH | 16M | Mother & Baby | M&B | Welch Allyn | 7670-01 | 121023210326 | 2012-05-03 | 199 | 2013-05-03 | Room# 16-352 Purchased through Eastern Construction company on-contract. Old serial # 111115152737
64436 | Sphygmomanometers, Aneroid | Sphygmomanometers | Sphygmomanometers, Aneroid | Active | MSH | MSH | 3 | Mother & Baby | Emergency | Welch Allyn | 7670-01 | 111115182845 | 2012-05-03 | 199 | 2013-05-03
64437 | Sphygmomanometers, Aneroid | Sphygmomanometers | Sphygmomanometers, Aneroid | Active | MSH | MSH | 3 | Emergency | Emergency | Welch Allyn | 7670-01 | 111115154449 | 2012-05-03 | 199 | 2013-05-03
64440 | Sphygmomanometers, Aneroid | Sphygmomanometers | Sphygmomanometers, Aneroid | Active | MSH | MSH | 16M | Mother & Baby | M&B | Welch Allyn | 7670-01 | 111107111413 | 2012-05-03 | 199 | 2013-05-03 | Room# 17-306 Purchased through Eastern Construction company on-contract
64441 | Sphygmomanometers, Aneroid | Sphygmomanometers | Sphygmomanometers, Aneroid | Active | MSH | MSH | 16M | Mother & Baby | M&B | Welch Allyn | 7670-01 | 111107224023 | 2012-05-03 | 199 | 2013-05-03 | Room# 17-307 Purchased through Eastern Construction company on-contract
64444 | Sphygmomanometers, Aneroid | Sphygmomanometers | Sphygmomanometers, Aneroid | Active | MSH | MSH | 16M | Mother & Baby | M&B | Welch Allyn | 7670-01 | 111115121347 | 2012-05-03 | 199 | 2013-05-03 | Room# 17-309 Purchased through Eastern Construction company on-contract
64445 | Sphygmomanometers, Aneroid | Sphygmomanometers | Sphygmomanometers, Aneroid | Active | MSH | MSH | 16M | Mother & Baby | M&B | Welch Allyn | 7670-01 | 111115153346 | 2012-05-03 | 199 | 2013-05-03 | Room# 17-310 Purchased through Eastern Construction company on-contract
64448 | Sphygmomanometers, Aneroid | Sphygmomanometers | Sphygmomanometers, Aneroid | Active | MSH | MSH | 16M | Mother & Baby | M&B | Welch Allyn | 7670-01 | 111107223445 | 2012-05-03 | 199 | 2013-05-03 | Room# 17-313 Purchased through Eastern Construction company on-contract
64449 | Sphygmomanometers, Aneroid | Sphygmomanometers | Sphygmomanometers, Aneroid | Active | MSH | MSH | 16M | Mother & Baby | M&B | Welch Allyn | 7670-01 | 111115131442 | 2012-05-03 | 199 | 2013-05-03 | Room# 17-314 Purchased through Eastern Construction company on-contract
64452 | Sphygmomanometers, Aneroid | Sphygmomanometers | Sphygmomanometers, Aneroid | Active | MSH | MSH | 16M | Mother & Baby | M&B | Welch Allyn | 7670-01 | 111115132125 | 2012-05-03 | 199 | 2013-05-03 | Room# 17-316 Purchased through Eastern Construction company on-contract
64453 | Sphygmomanometers, Aneroid | Sphygmomanometers | Sphygmomanometers, Aneroid | Active | MSH | MSH | 16M | Mother & Baby | M&B | Welch Allyn | 7670-01 | 111107220705 | 2012-05-03 | 199 | 2013-05-03 | Room# 17-317 Purchased through Eastern Construction company on-contract
64454 | Sphygmomanometers, Aneroid | Sphygmomanometers | Sphygmomanometers, Aneroid | Active | MSH | MSH | 16M | Mother & Baby | M&B | Welch Allyn | 7670-01 | 111115131556 | 2012-05-03 | 199 | 2013-05-03 | Room# 17-317 Purchased through Eastern Construction company on-contract
64460 | Sphygmomanometers, Aneroid | Sphygmomanometers | Sphygmomanometers, Aneroid | Active | MSH | MSH | 16M | Mother & Baby | M&B | Welch Allyn | 7670-01 | 111107105524 | 2012-05-03 | 199 | 2013-05-03 | Room# 17-319 Purchased through Eastern Construction company on-contract
64463 | Sphygmomanometers, Aneroid | Sphygmomanometers | Sphygmomanometers, Aneroid | Active | MSH | MSH | 16M | Mother & Baby | M&B | Welch Allyn | 7670-01 | 111107215726 | 2012-05-03 | 199 | 2013-05-03 | Room# 17-320 Purchased through Eastern Construction company on-contract
64464 | Sphygmomanometers, Aneroid | Sphygmomanometers | Sphygmomanometers, Aneroid | Active | MSH | MSH | 3 | Emergency | Emergency | Welch Allyn | 7670-01 | 111107221751 | 2012-05-03 | 199 | 2013-05-03
64465 | Sphygmomanometers, Aneroid | Sphygmomanometers | Sphygmomanometers, Aneroid | Active | MSH | MSH | 16M | Mother & Baby | M&B | Welch Allyn | 7670-01 | 111116125001 | 2012-05-03 | 199 | 2013-05-03 | Room# 17-320-Replaced the manometer under warranty-old serial # 111107112025, the new serial # 111116125001
64466 | Sphygmomanometers, Aneroid | Sphygmomanometers | Sphygmomanometers, Aneroid | Active | MSH | MSH | 3 | Mother & Baby | Emergency | Welch Allyn | 7670-01 | 111115154915 | 2012-05-03 | 199 | 2013-05-03
64470 | Sphygmomanometers, Aneroid | Sphygmomanometers | Sphygmomanometers, Aneroid | Active | MSH | MSH | 16M | Mother & Baby | M&B | Welch Allyn | 7670-01 | 111115130613 | 2012-05-03 | 199 | 2013-05-03 | Room# 17-321 Purchased through Eastern Construction company on-contract
64471 | Sphygmomanometers, Aneroid | Sphygmomanometers | Sphygmomanometers, Aneroid | Active | MSH | MSH | 3 | Emergency | Emergency | Welch Allyn | 7670-01 | 140509074775 | 2012-05-03 | 199 | 2013-05-03
64472 | Sphygmomanometers, Aneroid | Sphygmomanometers | Sphygmomanometers, Aneroid | Active | MSH | MSH | 3 | Emergency | Emergency | Welch Allyn | 7670-01 | 111115130934 | 2012-05-03 | 199 | 2013-05-03
64476 | Sphygmomanometers, Aneroid | Sphygmomanometers | Sphygmomanometers, Aneroid | Active | MSH | MSH | 16M | Mother & Baby | M&B | Welch Allyn | CE0297 | 111114110705 | 2012-05-03 | 380.2 | 2013-05-03 | Room# 17-352
64477 | Sphygmomanometers, Aneroid | Sphygmomanometers | Sphygmomanometers, Aneroid | Active | MSH | MSH | 16M | Mother & Baby | M&B | Welch Allyn | 7670-01 | 120614205612 | 2012-10-19 | 199 | 2013-10-19 | Room# 17-353 S.No # 111115150856 has been replaced by S.No # 120614205612
64482 | Sphygmomanometers, Aneroid | Sphygmomanometers | Sphygmomanometers, Aneroid | Active | MSH | MSH | 16M | Mother & Baby | M&B | Welch Allyn | CE0297 | 111107105913 | 2012-05-03 | 380.2 | 2013-05-03 | Room# 17-367
64483 | Sphygmomanometers, Aneroid | Sphygmomanometers | Sphygmomanometers, Aneroid | Active | MSH | MSH | 3 | Emergency | Emergency | Welch Allyn | 7670-01 | 111115181430 | 2012-05-03 | 199 | 2013-05-03
64484 | Sphygmomanometers, Aneroid | Sphygmomanometers | Sphygmomanometers, Aneroid | Active | MSH | MSH | 16M | Mother & Baby | M&B | Welch Allyn | 7670-01 | 111107215629 | 2012-05-03 | 199 | 2013-05-03 | Room# 17-368 Purchased through Eastern Construction company on-contract
64488 | Monitors, Physiologic, Patient Transport | Monitors, Physiologic | Monitors, Physiologic, Patient Transport | Active | MSH | MSH | 17U | NICU | NICU | Philips Healthcare | M8002A - MP30 | DE728A1670 | 2012-05-11 | 4795.2002 | 2013-05-11
64489 | Monitors, Physiologic, Patient Transport | Monitors, Physiologic | Monitors, Physiologic, Patient Transport | Active | MSH | MSH | 17U | NICU | NICU | Philips Healthcare | M8002A - MP30 | DE728A1675 | 2012-05-11 | 4795.2002 | 2013-05-11
64490 | Monitors, Physiologic, Patient Transport | Monitors, Physiologic | Monitors, Physiologic, Patient Transport | Active | MSH | MSH | 17U | NICU | NICU | Philips Healthcare | M8002A - MP30 | DE728A1671 | 2012-05-11 | 4795.2002 | 2013-05-11
64491 | Monitors, Physiologic, Patient Transport | Monitors, Physiologic | Monitors, Physiologic, Patient Transport | Active | MSH | MSH | 17U | NICU | NICU | Philips Healthcare | M8002A - MP30 | DE728A1744 | 2012-05-11 | 4795.2002 | 2013-05-11
64492 | Monitors, Physiologic, Patient Transport | Monitors, Physiologic | Monitors, Physiologic, Patient Transport | Active | MSH | MSH | 17U | NICU | NICU | Philips Healthcare | M8002A - MP30 | DE728A1744 | 2012-05-11 | 4795.2002 | 2013-05-11
64493 | Aspirators, Emergency | Aspirators | Aspirators, Emergency | Active | MSH | MSH | 17U | NICU | NICU | LAERDAL MEDICAL CORP | LSU | 78191185271 | 2012-05-11 | 879.75 | 2013-05-11
64494 | Aspirators, Emergency | Aspirators | Aspirators, Emergency | Active | MSH | MSH | 17U | NICU | NICU | LAERDAL MEDICAL CORP | LSU | 78191185259 | 2012-05-11 | 879.75 | 2013-05-11
64495 | Aspirators, Emergency | Aspirators | Aspirators, Emergency | Active | MSH | MSH | 17U | NICU | NICU | LAERDAL MEDICAL CORP | LSU | 78191185257 | 2012-05-11 | 879.75 | 2013-05-11
64499 | Sphygmomanometers, Aneroid | Sphygmomanometers | Sphygmomanometers, Aneroid | Active | MSH | MSH | 16M | Mother & Baby | M&B | Welch Allyn | CE0297 | 111114131735 | 2012-05-03 | 380.2 | 2013-05-03 | Room# 16-371
64510 | Monitor, Arm | Monitor | Monitor, Arm | Active | MSH | MSH | 17U | NICU | NICU | Amico | AHM-7R3-01 | AHMN05121172 | 2012-05-15 | 495 | 2017-05-15 | NEW PHILIPS MONITOR ARM with 5 years warranty
64511 | Monitor, Arm | Monitor | Monitor, Arm | Active | MSH | MSH | 17U | NICU | NICU | Amico | AHM-7R3-01 | AHMN05121170 | 2012-05-15 | 495 | 2017-05-15 | NEW PHILIPS MONITOR ARM with 5 years warranty
64512 | Monitor, Arm | Monitor | Monitor, Arm | Active | MSH | MSH | 17U | NICU | NICU | Amico | AHM-7R3-01 | AHMN05121178 | 2012-05-15 | 495 | 2017-05-15 | NEW PHILIPS MONITOR ARM with 5 years warranty
64513 | Monitor, Arm | Monitor | Monitor, Arm | Active | MSH | MSH | 17U | NICU | NICU | Amico | AHM-7R3-01 | AHMN05121198 | 2012-05-15 | 495 | 2017-05-15 | NEW PHILIPS MONITOR ARM with 5 years warranty
64514 | Monitor, Arm | Monitor | Monitor, Arm | Active | MSH | MSH | 17U | NICU | NICU | Amico | AHM-7R3-01 | AHMN05121190 | 2012-05-15 | 495 | 2017-05-15 | NEW PHILIPS MONITOR ARM with 5 years warranty
64515 | Monitor, Arm | Monitor | Monitor, Arm | Active | MSH | MSH | 17U | NICU | NICU | Amico | AHM-7R3-01 | AHMN05121156 | 2012-05-15 | 495 | 2017-05-15 | NEW PHILIPS MONITOR ARM with 5 years warranty
64516 | Monitor, Arm | Monitor | Monitor, Arm | Active | MSH | MSH | 17U | NICU | NICU | Amico | AHM-7R3-01 | AHMN05121174 | 2012-05-15 | 495 | 2017-05-15 | NEW PHILIPS MONITOR ARM with 5 years warranty
64517 | Monitor, Arm | Monitor | Monitor, Arm | Active | MSH | MSH | 17U | NICU | NICU | Amico | AHM-7R3-01 | AHMN05121175 | 2012-05-15 | 495 | 2017-05-15 | NEW PHILIPS MONITOR ARM with 5 years warranty
64518 | Monitor, Arm | Monitor | Monitor, Arm | Active | MSH | MSH | 17U | NICU | NICU | Amico | AHM-7R3-01 | AHMN05121161 | 2012-05-15 | 495 | 2017-05-15 | NEW PHILIPS MONITOR ARM with 5 years warranty
64519 | Monitor, Arm | Monitor | Monitor, Arm | Active | MSH | MSH | 17U | NICU | NICU | Amico | AHM-7R3-01 | AHMN01151057 | 2012-05-15 | 495 | 2017-05-15 | NEW PHILIPS MONITOR ARM with 5 years warranty
64520 | Monitor, Arm | Monitor | Monitor, Arm | Active | MSH | MSH | 17U | NICU | NICU | Amico | AHM-7R3-01 | AHMN05121213 | 2012-05-15 | 495 | 2017-05-15 | NEW PHILIPS MONITOR ARM with 5 years warranty
64521 | Monitor, Arm | Monitor | Monitor, Arm | Active | MSH | MSH | 17U | NICU | NICU | Amico | AHM-7R3-01 | AHMN05121188 | 2012-05-15 | 495 | 2017-05-15 | NEW PHILIPS MONITOR ARM with 5 years warranty
64522 | Monitor, Arm | Monitor | Monitor, Arm | Active | MSH | MSH | 17U | NICU | NICU | Amico | AHM-7R3-01 | AHMN05121169 | 2012-05-15 | 495 | 2017-05-15 | NEW PHILIPS MONITOR ARM with 5 years warranty
64523 | Monitor, Arm | Monitor | Monitor, Arm | Active | MSH | MSH | 17U | NICU | NICU | Amico | AHM-7R3-01 | AHMN05121192 | 2012-05-15 | 495 | 2017-05-15 | NEW PHILIPS MONITOR ARM with 5 years warranty
64524 | Monitor, Arm | Monitor | Monitor, Arm | Active | MSH | MSH | 17U | NICU | NICU | Amico | AHM-7R3-01 | AHMN05121182 | 2012-05-15 | 495 | 2017-05-15 | NEW PHILIPS MONITOR ARM with 5 years warranty
64525 | Monitor, Arm | Monitor | Monitor, Arm | Active | MSH | MSH | 17U | NICU | NICU | Amico | AHM-7R3-01 | AHMN05121157 | 2012-05-15 | 495 | 2017-05-15 | NEW PHILIPS MONITOR ARM with 5 years warranty
64526 | Monitor, Arm | Monitor | Monitor, Arm | Active | MSH | MSH | 17U | NICU | NICU | Amico | AHM-7R3-01 | AHMN05121191 | 2012-05-15 | 495 | 2017-05-15 | NEW PHILIPS MONITOR ARM with 5 years warranty
64527 | Monitor, Arm | Monitor | Monitor, Arm | Active | MSH | MSH | 17U | NICU | NICU | Amico | AHM-7R3-01 | AHMN05121164 | 2012-05-15 | 495 | 2017-05-15 | NEW PHILIPS MONITOR ARM with 5 years warranty
64528 | Monitor, Arm | Monitor | Monitor, Arm | Active | MSH | MSH | 17U | NICU | NICU | Amico | AHM-7R3-01 | AHMN05121189 | 2012-05-15 | 495 | 2017-05-15 | NEW PHILIPS MONITOR ARM with 5 years warranty
64529 | Monitor, Arm | Monitor | Monitor, Arm | Active | MSH | MSH | 17U | NICU | NICU | Amico | AHM-7R3-01 | AHMN05121193 | 2012-05-15 | 495 | 2017-05-15 | NEW PHILIPS MONITOR ARM with 5 years warranty
64530 | Monitor, Arm | Monitor | Monitor, Arm | Active | MSH | MSH | 17U | NICU | NICU | Amico | AHM-7R3-01 | AHMN05121155 | 2012-05-15 | 495 | 2017-05-15 | NEW PHILIPS MONITOR ARM with 5 years warranty
64531 | Monitor, Arm | Monitor | Monitor, Arm | Active | MSH | MSH | 17U | NICU | NICU | Amico | AHM-7R3-01 | AHMN05121200 | 2012-05-15 | 495 | 2017-05-15 | NEW PHILIPS MONITOR ARM with 5 years warranty
64532 | Monitor, Arm | Monitor | Monitor, Arm | Active | MSH | MSH | 17U | NICU | NICU | Amico | AHM-7R3-01 | AHMN05121180 | 2012-05-15 | 495 | 2017-05-15 | NEW PHILIPS MONITOR ARM with 5 years warranty
64533 | Monitor, Arm | Monitor | Monitor, Arm | Active | MSH | MSH | 17U | NICU | NICU | Amico | AHM-7R3-01 | AHMN05121173 | 2012-05-15 | 495 | 2017-05-15 | NEW PHILIPS MONITOR ARM with 5 years warranty
64534 | Monitor, Arm | Monitor | Monitor, Arm | Active | MSH | MSH | 17U | NICU | NICU | Amico | AHM-7R3-01 | AHMN05121212 | 2012-05-15 | 495 | 2017-05-15 | NEW PHILIPS MONITOR ARM with 5 years warranty
64535 | Monitor, Arm | Monitor | Monitor, Arm | Active | MSH | MSH | 17U | NICU | NICU | Amico | AHM-7R3-01 | AHMN05121159 | 2012-05-15 | 495 | 2017-05-15 | NEW PHILIPS MONITOR ARM with 5 years warranty
64536 | Monitor, Arm | Monitor | Monitor, Arm | Active | MSH | MSH | 17U | NICU | NICU | Amico | AHM-7R3-01 | AHMN05121168 | 2012-05-15 | 495 | 2017-05-15 | NEW PHILIPS MONITOR ARM with 5 years warranty
64537 | Monitor, Arm | Monitor | Monitor, Arm | Active | MSH | MSH | 17U | NICU | NICU | Amico | AHM-7R3-01 | AHMN05121196 | 2012-05-15 | 495 | 2017-05-15 | NEW PHILIPS MONITOR ARM with 5 years warranty
64538 | Monitor, Arm | Monitor | Monitor, Arm | Active | MSH | MSH | 17U | NICU | NICU | Amico | AHM-7R3-01 | AHMN05121214 | 2012-05-15 | 495 | 2017-05-15 | NEW PHILIPS MONITOR ARM with 5 years warranty
64539 | Monitor, Arm | Monitor | Monitor, Arm | Active | MSH | MSH | 17U | NICU | NICU | Amico | AHM-7R3-01 | AHMN05121207 | 2012-05-15 | 495 | 2017-05-15 | NEW PHILIPS MONITOR ARM with 5 years warranty
64540 | Monitor, Arm | Monitor | Monitor, Arm | Active | MSH | MSH | 17U | NICU | NICU | Amico | AHM-7R3-01 | AHMN05121162 | 2012-05-15 | 495 | 2017-05-15 | NEW PHILIPS MONITOR ARM with 5 years warranty
64541 | Monitor, Arm | Monitor | Monitor, Arm | Active | MSH | MSH | 17U | NICU | NICU | Amico | AHM-7R3-01 | AHMN01151055 | 2015-02-10 | 495 | 2016-02-10 | NEW PHILIPS MONITOR ARM with 5 years warranty
64542 | Monitor, Arm | Monitor | Monitor, Arm | Active | MSH | MSH | 17U | NICU | NICU | Amico | AHM-7R3-01 | AHMN05121176 | 2012-05-15 | 495 | 2017-05-15 | NEW PHILIPS MONITOR ARM with 5 years warranty
64543 | Monitor, Arm | Monitor | Monitor, Arm | Active | MSH | MSH | 17U | NICU | NICU | Amico | AHM-7R3-01 | AHMN05121177 | 2012-05-15 | 495 | 2017-05-15 | NEW PHILIPS MONITOR ARM with 5 years warranty
64544 | Monitor, Arm | Monitor | Monitor, Arm | Active | MSH | MSH | 17U | NICU | NICU | Amico | AHM-7R3-01 | AHMN05121184 | 2012-05-15 | 495 | 2017-05-15 | NEW PHILIPS MONITOR ARM with 5 years warranty
64545 | Monitor, Arm | Monitor | Monitor, Arm | Active | MSH | MSH | MSH | NICU | NICU | Amico | AHM-7R3-01 | AHMN05121179 | 2012-05-15 | 495 | 2017-05-15 | NEW PHILIPS MONITOR ARM with 5 years warranty
64546 | Monitor, Arm | Monitor | Monitor, Arm | Active | MSH | MSH | 17U | NICU | NICU | Amico | AHM-7R3-01 | AHMN05121171 | 2012-05-15 | 495 | 2017-05-15 | NEW PHILIPS MONITOR ARM with 5 years warranty
64547 | Monitor, Arm | Monitor | Monitor, Arm | Active | MSH | MSH | 17U | NICU | NICU | Amico | AHM-7R3-01 | AHMN05121167 | 2012-05-15 | 495 | 2017-05-15 | NEW PHILIPS MONITOR ARM with 5 years warranty
64548 | Monitor, Arm | Monitor | Monitor, Arm | Active | MSH | MSH | 17U | NICU | NICU | Amico | AHM-7R3-01 | AHMN05121202 | 2012-05-15 | 495 | 2017-05-15 | NEW PHILIPS MONITOR ARM with 5 years warranty
64549 | Monitor, Arm | Monitor | Monitor, Arm | Active | MSH | MSH | 17U | NICU | NICU | Amico | AHM-7R3-01 | AHMN05121194 | 2012-05-15 | 495 | 2017-05-15 | NEW PHILIPS MONITOR ARM with 5 years warranty
64550 | Monitor, Arm | Monitor | Monitor, Arm | Active | MSH | MSH | 17U | NICU | NICU | Amico | AHM-7R3-01 | AHMN05121203 | 2012-05-15 | 495 | 2017-05-15 | NEW PHILIPS MONITOR ARM with 5 years warranty
64551 | Monitor, Arm | Monitor | Monitor, Arm | Active | MSH | MSH | 17U | NICU | NICU | Amico | AHM-7R3-01 | AHMN051158 | 2012-05-15 | 495 | 2017-05-15 | NEW PHILIPS MONITOR ARM with 5 years warranty
64552 | Monitor, Arm | Monitor | Monitor, Arm | Active | MSH | MSH | 17U | NICU | NICU | Amico | AHM-7R3-01 | AHMN01131253 | 2012-05-15 | 495 | 2017-05-15 | NEW PHILIPS MONITOR ARM with 5 years warranty exchange old SN : AHMN05121201 NICU bed # 16
64553 | Monitor, Arm | Monitor | Monitor, Arm | Active | MSH | MSH | 17U | NICU | NICU | Amico | AHM-7R3-01 | AHMN05121185 | 2012-05-15 | 495 | 2017-05-15 | NEW PHILIPS MONITOR ARM with 5 years warranty
64554 | Monitor, Arm | Monitor | Monitor, Arm | Active | MSH | MSH | 17U | NICU | NICU | Amico | AHM-7R3-01 | AHMN05121206 | 2012-05-15 | 495 | 2017-05-15 | NEW PHILIPS MONITOR ARM with 5 years warranty
64555 | Monitor, Arm | Monitor | Monitor, Arm | Active | MSH | MSH | 17U | NICU | NICU | Amico | AHM-7R3-01 | AHMN05121211 | 2012-05-15 | 495 | 2017-05-15 | NEW PHILIPS MONITOR ARM with 5 years warranty
64556 | Monitor, Arm | Monitor | Monitor, Arm | Active | MSH | MSH | 17U | NICU | NICU | Amico | AHM-7R3-01 | AHMN05121208 | 2012-05-15 | 495 | 2017-05-15 | NEW PHILIPS MONITOR ARM with 5 years warranty
64557 | Monitor, Arm | Monitor | Monitor, Arm | Active | MSH | MSH | 17U | NICU | NICU | Amico | AHM-7R3-01 | AHMN05121163 | 2012-05-15 | 495 | 2017-05-15 | NEW PHILIPS MONITOR ARM with 5 years warranty
64558 | Monitor, Arm | Monitor | Monitor, Arm | Active | MSH | MSH | 17U | NICU | NICU | Amico | AHM-7R3-01 | AHMN05121199 | 2012-05-15 | 495 | 2017-05-15 | NEW PHILIPS MONITOR ARM with 5 years warranty
64559 | Monitor, Arm | Monitor | Monitor, Arm | Active | MSH | MSH | 17U | NICU | NICU | Amico | AHM-7R3-01 | AHMN05121197 | 2012-05-15 | 495 | 2017-05-15 | NEW PHILIPS MONITOR ARM with 5 years warranty
64560 | Monitor, Arm | Monitor | Monitor, Arm | Active | MSH | MSH | 17U | NICU | NICU | Amico | AHM-7R3-01 | AHMN05121195 | 2012-05-15 | 495 | 2017-05-15 | NEW PHILIPS MONITOR ARM with 5 years warranty
64561 | Monitor, Arm | Monitor | Monitor, Arm | Active | MSH | MSH | 17U | NICU | NICU | Amico | AHM-7R3-01 | AHMN05121166 | 2012-05-15 | 495 | 2017-05-15 | NEW PHILIPS MONITOR ARM with 5 years warranty
64562 | Monitor, Arm | Monitor | Monitor, Arm | Active | MSH | MSH | 17U | NICU | NICU | Amico | AHM-7R3-01 | AHMN05121187 | 2012-05-15 | 495 | 2017-05-15 | NEW PHILIPS MONITOR ARM with 5 years warranty
64563 | Monitor, Arm | Monitor | Monitor, Arm | Active | MSH | MSH | 17U | NICU | NICU | Amico | AHM-7R3-01 | AHMN05121183 | 2012-05-15 | 495 | 2017-05-15 | NEW PHILIPS MONITOR ARM with 5 years warranty
64564 | Monitor, Arm | Monitor | Monitor, Arm | Active | MSH | MSH | 17U | NICU | NICU | Amico | AHM-7R3-01 | AHMN05121186 | 2012-05-15 | 495 | 2017-05-15 | NEW PHILIPS MONITOR ARM with 5 years warranty
64565 | Monitor, Arm | Monitor | Monitor, Arm | Active | MSH | MSH | 17U | NICU | NICU | Amico | AHM-7R3-01 | AHMN05121204 | 2012-05-15 | 495 | 2017-05-15 | NEW PHILIPS MONITOR ARM with 5 years warranty
64566 | Monitor, Arm | Monitor | Monitor, Arm | Active | MSH | MSH | 17U | NICU | NICU | Amico | AHM-7R3-01 | AHMN05121210 | 2012-05-15 | 495 | 2017-05-15 | NEW PHILIPS MONITOR ARM with 5 years warranty
64567 | Monitor, Arm | Monitor | Monitor, Arm | Active | MSH | MSH | MSH | NICU | NICU 17th | Amico | AHM-7R3-01 | AHMN05121205 | 2012-05-15 | 495 | 2017-05-15 | NEW PHILIPS MONITOR ARM with 5 years warranty
64568 | Monitor, Arm | Monitor | Monitor, Arm | Active | MSH | MSH | MSH | NICU | NICU 17th | Amico | AHM-7R3-01 | AHMN05121181 | 2012-05-15 | 495 | 2017-05-15 | NEW PHILIPS MONITOR ARM with 5 years warranty
64569 | Monitor, Arm | Monitor | Monitor, Arm | Active | MSH | MSH | MSH | NICU | NICU 17th | Amico | AHM-7R3-01 | AHMN05121504 | 2012-05-15 | 495 | 2017-05-15 | NEW PHILIPS MONITOR ARM with 5 years warranty
64571 | Otoscope/Ophthalmascope | Otoscope/Ophthalmascope | Otoscope/Ophthalmascope | Active | MSH | MSH | 16M | Mother & Baby | M&B | Welch Allyn | 7114X | N/A | 2012-05-04 | 501 | 2013-05-04 | Room# 16-300
64572 | Otoscope/Ophthalmascope | Otoscope/Ophthalmascope | Otoscope/Ophthalmascope | Active | MSH | MSH | 16M | Mother & Baby | M&B | Welch Allyn | 7114X | n/a | 2012-05-23 | 501 | 2013-05-23 09:28 | Room # 17-300
64575 | MODULE, RECORDER | Physiologic Monitor Modules | Printer/Graphic Recorders | Active | MSH | MSH | 17U | NICU | NICU | Philips Healthcare | M1116B | 4227A82505 | 2012-05-23 | 1412 | 2013-05-23
64576 | MODULE, RECORDER | Physiologic Monitor Modules | Printer/Graphic Recorders | Active | MSH | MSH | 17U | NICU | NICU | Philips Healthcare | M1116B | 4227A82506 | 2012-05-23 | 1412 | 2013-05-23 09:28
64577 | MODULE, RECORDER | Physiologic Monitor Modules | Printer/Graphic Recorders | Active | MSH | MSH | 17U | NICU | NICU | Philips Healthcare | M1116B | 4227A82503 | 2012-05-23 | 1412 | 2013-05-23 09:28
64578 | MODULE, RECORDER | Physiologic Monitor Modules | Printer/Graphic Recorders | Active | MSH | MSH | 17U | NICU | NICU | Philips Healthcare | M1116B | 4227A82502 | 2012-05-23 | 1412 | 2013-05-23 09:28
64582 | Aspirators, Emergency | Aspirators | Aspirators, Emergency | Active | MSH | MSH | 10N | Nursing 10S Geriatrics | Geriatrics | LAERDAL MEDICAL CORP | 78001020 | 78131295474 | 2012-06-08 | 911 | 2013-06-08 | Unit wanted to replace the model. Instead of 78000020(sn.78321188454) they got 78001020(sn.78131295474), 06.08.2012
64586 | RACKS, MODULE | Physiologic Monitor Modules | Physiologic Monitor Module Housings | Active | MSH | MSH | 17U | NICU | NICU | Philips Healthcare | M8048A | DE502B0791 | 2012-03-23 | 1200 | 2013-03-23 09:28
64647 | RACKS, MODULE | Physiologic Monitor Modules | Physiologic Monitor Module Housings | Active | MSH | MSH | 17U | NICU | NICU | Philips Healthcare | M8048A | DE502B0819 | 2012-03-23 | 1200 | 2013-03-23 09:28
64648 | RACKS, MODULE | Physiologic Monitor Modules | Physiologic Monitor Module Housings | Active | MSH | MSH | 17U | NICU | NICU | Philips Healthcare | M8048A | DE502B0803 | 2012-03-23 | 1200 | 2013-03-23 09:28
64649 | RACKS, MODULE | Physiologic Monitor Modules | Physiologic Monitor Module Housings | Active | MSH | MSH | 17U | NICU | NICU | Philips Healthcare | M8048A | DE502B0824 | 2012-03-23 | 1200 | 2013-03-23 09:28
64650 | RACKS, MODULE | Physiologic Monitor Modules | Physiologic Monitor Module Housings | Active | MSH | MSH | 17U | NICU | NICU | Philips Healthcare | M8048A | DE502B0804 | 2012-03-23 | 1200 | 2013-03-23 09:28
64651 | RACKS, MODULE | Physiologic Monitor Modules | Physiologic Monitor Module Housings | Active | MSH | MSH | 17U | NICU | NICU | Philips Healthcare | M8048A | DE502B0671 | 2012-03-23 | 1200 | 2013-03-23 09:28
64652 | RACKS, MODULE | Physiologic Monitor Modules | Physiologic Monitor Module Housings | Active | MSH | MSH | 17U | NICU | NICU | Philips Healthcare | M8048A | DE502B0817 | 2012-03-23 | 1200 | 2013-03-23 09:28
64653 | RACKS, MODULE | Physiologic Monitor Modules | Physiologic Monitor Module Housings | Active | MSH | MSH | 17U | NICU | NICU | Philips Healthcare | M8048A | DE502B0751 | 2012-03-23 | 1200 | 2013-03-23 09:28
64654 | RACKS, MODULE | Physiologic Monitor Modules | Physiologic Monitor Module Housings | Active | MSH | MSH | 17U | NICU | NICU | Philips Healthcare | M8048A | DE502B0827 | 2012-03-23 | 1200 | 2013-03-23 09:28
64655 | RACKS, MODULE | Physiologic Monitor Modules | Physiologic Monitor Module Housings | Active | MSH | MSH | 17U | NICU | NICU | Philips Healthcare | M8048A | DE502B0844 | 2012-03-23 | 1200 | 2013-03-23 09:28
64658 | RACKS, MODULE | Physiologic Monitor Modules | Physiologic Monitor Module Housings | Active | MSH | MSH | 17U | NICU | NICU | Philips Healthcare | M8048A | DE502B0805 | 2012-03-23 | 1200 | 2013-03-23 09:28
64659 | RACKS, MODULE | Physiologic Monitor Modules | Physiologic Monitor Module Housings | Active | MSH | MSH | 17U | NICU | NICU | Philips Healthcare | M8048A | DE502B0832 | 2012-03-23 | 1200 | 2013-03-23 09:28
64660 | RACKS, MODULE | Physiologic Monitor Modules | Physiologic Monitor Module Housings | Active | MSH | MSH | 17U | NICU | NICU | Philips Healthcare | M8048A | DE502B0811 | 2012-03-23 | 1200 | 2013-03-23 09:28
64661 | RACKS, MODULE | Physiologic Monitor Modules | Physiologic Monitor Module Housings | Active | MSH | MSH | 17U | NICU | NICU | Philips Healthcare | M8048A | DE502B0768 | 2012-03-23 | 1200 | 2013-03-23 09:28
64662 | RACKS, MODULE | Physiologic Monitor Modules | Physiologic Monitor Module Housings | Active | MSH | MSH | 17U | NICU | NICU | Philips Healthcare | M8048A | DE502B0745 | 2012-03-23 | 1200 | 2013-03-23 09:28
64663 | RACKS, MODULE | Physiologic Monitor Modules | Physiologic Monitor Module Housings | Active | MSH | MSH | 17U | NICU | NICU | Philips Healthcare | M8048A | DE502B0801 | 2012-03-23 | 1200 | 2013-03-23 09:28
64664 | RACKS, MODULE | Physiologic Monitor Modules | Physiologic Monitor Module Housings | Active | MSH | MSH | 17U | NICU | NICU | Philips Healthcare | M8048A | DE502B0840 | 2012-03-23 | 1200 | 2013-03-23 09:28
64665 | RACKS, MODULE | Physiologic Monitor Modules | Physiologic Monitor Module Housings | Active | MSH | MSH | 17U | NICU | NICU | Philips Healthcare | M8048A | DE502B0719 | 2012-03-23 | 1200 | 2013-03-23 09:28
64666 | RACKS, MODULE | Physiologic Monitor Modules | Physiologic Monitor Module Housings | Active | MSH | MSH | 17U | NICU | NICU | Philips Healthcare | M8048A | DE502B0820 | 2012-03-23 | 1200 | 2013-03-23 09:28
64667 | RACKS, MODULE | Physiologic Monitor Modules | Physiologic Monitor Module Housings | Active | MSH | MSH | 17U | NICU | NICU | Philips Healthcare | M8048A | DE502B0833 | 2012-03-23 | 1200 | 2013-03-23 09:28
64668 | RACKS, MODULE | Physiologic Monitor Modules | Physiologic Monitor Module Housings | Active | MSH | MSH | 17U | NICU | NICU | Philips Healthcare | M8048A | DE502B0741 | 2012-03-23 | 1200 | 2013-03-23 09:28
64669 | RACKS, MODULE | Physiologic Monitor Modules | Physiologic Monitor Module Housings | Active | MSH | MSH | 17U | NICU | NICU | Philips Healthcare | M8048A | DE502B0843 | 2012-03-23 | 1200 | 2013-03-23 09:28
64670 | RACKS, MODULE | Physiologic Monitor Modules | Physiologic Monitor Module Housings | Active | MSH | MSH | 17U | NICU | NICU | Philips Healthcare | M8048A | DE502B0851 | 2012-03-23 | 1200 | 2013-03-23 09:28
64671 | RACKS, MODULE | Physiologic Monitor Modules | Physiologic Monitor Module Housings | Active | MSH | MSH | 17U | NICU | NICU | Philips Healthcare | M8048A | DE502B0776 | 2012-03-23 | 1200 | 2013-03-23 09:28
64673 | RACKS, MODULE | Physiologic Monitor Modules | Physiologic Monitor Module Housings | Active | MSH | MSH | 17U | NICU | NICU | Philips Healthcare | M8048A | DE502B0744 | 2012-03-23 | 1200 | 2013-03-23 09:28
64675 | RACKS, MODULE | Physiologic Monitor Modules | Physiologic Monitor Module Housings | Active | MSH | MSH | 17U | NICU | NICU | Philips Healthcare | M8048A | DE502B0825 | 2012-03-23 | 1200 | 2013-03-23 09:28
64676 | RACKS, MODULE | Physiologic Monitor Modules | Physiologic Monitor Module Housings | Active | MSH | MSH | 17U | NICU | NICU | Philips Healthcare | M8048A | DE502B0599 | 2012-03-23 | 1200 | 2013-03-23 09:28
64677 | RACKS, MODULE | Physiologic Monitor Modules | Physiologic Monitor Module Housings | Active | MSH | MSH | 17U | NICU | NICU | Philips Healthcare | M8048A | DE502B0740 | 2012-03-23 | 1200 | 2013-03-23 09:28
64678 | RACKS, MODULE | Physiologic Monitor Modules | Physiologic Monitor Module Housings | Active | MSH | MSH | 17U | NICU | NICU | Philips Healthcare | M8048A | DE502B0714 | 2012-03-23 | 1200 | 2013-03-23 09:28
64679 | RACKS, MODULE | Physiologic Monitor Modules | Physiologic Monitor Module Housings | Active | MSH | MSH | 17U | NICU | NICU | Philips Healthcare | M8048A | DE502B0839 | 2012-03-23 | 1200 | 2013-03-23 09:28
64680 | RACKS, MODULE | Physiologic Monitor Modules | Physiologic Monitor Module Housings | Active | MSH | MSH | 17U | NICU | NICU | Philips Healthcare | M8048A | DE502B0739 | 2012-03-23 | 1200 | 2013-03-23 09:28
64681 | RACKS, MODULE | Physiologic Monitor Modules | Physiologic Monitor Module Housings | Active | MSH | MSH | 17U | NICU | NICU | Philips Healthcare | M8048A | DE502B0835 | 2012-03-23 | 1200 | 2013-03-23 09:28
64682 | RACKS, MODULE | Physiologic Monitor Modules | Physiologic Monitor Module Housings | Active | MSH | MSH | 17U | NICU | NICU | Philips Healthcare | M8048A | DE502B0837 | 2012-03-23 | 1200 | 2013-03-23 09:28
64683 | RACKS, MODULE | Physiologic Monitor Modules | Physiologic Monitor Module Housings | Active | MSH | MSH | 17U | NICU | NICU | Philips Healthcare | M8048A | DE502B0818 | 2012-03-23 | 1200 | 2013-03-23 09:28
64684 | RACKS, MODULE | Physiologic Monitor Modules | Physiologic Monitor Module Housings | Active | MSH | MSH | 17U | NICU | NICU | Philips Healthcare | M8048A | DE502B0841 | 2012-03-23 | 1200 | 2013-03-23 09:28
64685 | RACKS, MODULE | Physiologic Monitor Modules | Physiologic Monitor Module Housings | Active | MSH | MSH | 17U | NICU | NICU | Philips Healthcare | M8048A | DE502B0821 | 2012-03-23 | 1200 | 2013-03-23 09:28
64686 | RACKS, MODULE | Physiologic Monitor Modules | Physiologic Monitor Module Housings | Active | MSH | MSH | 17U | NICU | NICU | Philips Healthcare | M8048A | DE502B0823 | 2012-03-23 | 1200 | 2013-03-23 09:28
64687 | RACKS, MODULE | Physiologic Monitor Modules | Physiologic Monitor Module Housings | Active | MSH | MSH | 17U | NICU | NICU | Philips Healthcare | M8048A | DE502B0834 | 2012-03-23 | 1200 | 2013-03-23 09:28
64688 | RACKS, MODULE | Physiologic Monitor Modules | Physiologic Monitor Module Housings | Active | MSH | MSH | 17U | NICU | NICU | Philips Healthcare | M8048A | DE502B0743 | 2012-03-23 | 1200 | 2013-03-23 09:28
64689 | RACKS, MODULE | Physiologic Monitor Modules | Physiologic Monitor Module Housings | Active | MSH | MSH | 17U | NICU | NICU | Philips Healthcare | M8048A | DE502B0802 | 2012-03-23 | 1200 | 2013-03-23 09:28
64690 | RACKS, MODULE | Physiologic Monitor Modules | Physiologic Monitor Module Housings | Active | MSH | MSH | 17U | NICU | NICU | Philips Healthcare | M8048A | DE502B0765 | 2012-03-23 | 1200 | 2013-03-23 09:28
64691 | RACKS, MODULE | Physiologic Monitor Modules | Physiologic Monitor Module Housings | Active | MSH | MSH | 17U | NICU | NICU | Philips Healthcare | M8048A | DE502B0849 | 2012-03-23 | 1200 | 2013-03-23 09:28
64692 | RACKS, MODULE | Physiologic Monitor Modules | Physiologic Monitor Module Housings | Active | MSH | MSH | 17U | NICU | NICU | Philips Healthcare | M8048A | DE502B0828 | 2012-03-23 | 1200 | 2013-03-23 09:28
64693 | RACKS, MODULE | Physiologic Monitor Modules | Physiologic Monitor Module Housings | Active | MSH | MSH | 17U | NICU | NICU | Philips Healthcare | M8048A | DE502B0836 | 2012-03-23 | 1200 | 2013-03-23 09:28
64694 | RACKS, MODULE | Physiologic Monitor Modules | Physiologic Monitor Module Housings | Active | MSH | MSH | 17U | NICU | NICU | Philips Healthcare | M8048A | DE502B0721 | 2012-03-23 | 1200 | 2013-03-23 09:28
64695 | RACKS, MODULE | Physiologic Monitor Modules | Physiologic Monitor Module Housings | Active | MSH | MSH | 17U | NICU | NICU | Philips Healthcare | M8048A | DE502B0812 | 2012-03-23 | 1200 | 2013-03-23 09:28
64696 | RACKS, MODULE | Physiologic Monitor Modules | Physiologic Monitor Module Housings | Active | MSH | MSH | 17U | NICU | NICU | Philips Healthcare | M8048A | DE502B0742 | 2012-03-23 | 1200 | 2013-03-23 09:28
64697 | RACKS, MODULE | Physiologic Monitor Modules | Physiologic Monitor Module Housings | Active | MSH | MSH | 17U | NICU | NICU | Philips Healthcare | M8048A | DE502B0815 | 2012-03-23 | 1200 | 2013-03-23 09:28
64698 | RACKS, MODULE | Physiologic Monitor Modules | Physiologic Monitor Module Housings | Active | MSH | MSH | 17U | NICU | NICU | Philips Healthcare | M8048A | DE502B0838 | 2012-03-23 | 1200 | 2013-03-23 09:28
64699 | RACKS, MODULE | Physiologic Monitor Modules | Physiologic Monitor Module Housings | Active | MSH | MSH | 17U | NICU | NICU | Philips Healthcare | M8048A | DE502B0830 | 2012-03-23 | 1200 | 2013-03-23 09:28
64700 | RACKS, MODULE | Physiologic Monitor Modules | Physiologic Monitor Module Housings | Active | MSH | MSH | 17U | NICU | NICU | Philips Healthcare | M8048A | DE502B0829 | 2012-03-23 | 1200 | 2013-03-23 09:28
64701 | RACKS, MODULE | Physiologic Monitor Modules | Physiologic Monitor Module Housings | Active | MSH | MSH | 17U | NICU | NICU | Philips Healthcare | M8048A | DE502B0792 | 2012-03-23 | 1200 | 2013-03-23 09:28
64702 | RACKS, MODULE | Physiologic Monitor Modules | Physiologic Monitor Module Housings | Active | MSH | MSH | 17U | NICU | NICU | Philips Healthcare | M8048A | DE502B0793 | 2012-03-23 | 1200 | 2013-03-23 09:28
64703 | RACKS, MODULE | Physiologic Monitor Modules | Physiologic Monitor Module Housings | Active | MSH | MSH | 17U | NICU | NICU | Philips Healthcare | M8048A | DE502B0723 | 2012-03-23 | 1200 | 2013-03-23 09:28
64704 | RACKS, MODULE | Physiologic Monitor Modules | Physiologic Monitor Module Housings | Active | MSH | MSH | 17U | NICU | NICU | Philips Healthcare | M8048A | DE502B0720 | 2012-03-23 | 1200 | 2013-03-23 09:28
64705 | RACKS, MODULE | Physiologic Monitor Modules | Physiologic Monitor Module Housings | Active | MSH | MSH | 17U | NICU | NICU | Philips Healthcare | M8048A | DE502B0763 | 2012-03-23 | 1200 | 2013-03-23 09:28
64706 | RACKS, MODULE | Physiologic Monitor Modules | Physiologic Monitor Module Housings | Active | MSH | MSH | 17U | NICU | NICU | Philips Healthcare | M8048A | DE502B0842 | 2012-03-23 | 1200 | 2013-03-23 09:28
64707 | RACKS, MODULE | Physiologic Monitor Modules | Physiologic Monitor Module Housings | Active | MSH | MSH | 17U | NICU | NICU | Philips Healthcare | M8048A | DE502B0800 | 2012-03-23 | 1200 | 2013-03-23 09:28
64709 | Sphygmomanometers, Aneroid | Sphygmomanometers | Sphygmomanometers, Aneroid | Active | MSH | MSH | MSH | Heart Function Clinic | 18 West | Welch Allyn | CE0297 | 111115122725 | 2012-05-03 | 380.2 | 2013-05-03 | Room# 18-368-Heart Function Clinic
64710 | Sphygmomanometers, Aneroid | Sphygmomanometers | Sphygmomanometers, Aneroid | Active | MSH | MSH | MSH | Heart Function Clinic | 18 west | Welch Allyn | CE0297 | 111107110502 | 2012-05-03 | 380.2 | 2013-05-03 | Room# 18-369-Heart Function Clinic
64711 | Sphygmomanometers, Aneroid | Sphygmomanometers | Sphygmomanometers, Aneroid | Active | MSH | MSH | MSH | Heart Function Clinic | 18 West | Welch Allyn | CE0297 | 111115181025 | 2012-05-03 | 380.2 | 2013-05-03 | Room# 18-360-Heart Function Clinic
64712 | Sphygmomanometers, Aneroid | Sphygmomanometers | Sphygmomanometers, Aneroid | Active | MSH | MSH | MSH | Heart Function Clinic | 18 West-Murray | Welch Allyn | CE0297 | 111114110326 | 2012-05-03 | 380.2 | 2013-05-03 | Room # 18-373-Heart Function Clinic
64713 | Sphygmomanometers, Aneroid | Sphygmomanometers | Sphygmomanometers, Aneroid | Active | MSH | MSH | MSH | Heart Function Clinic | 18 West | Welch Allyn | CE0297 | 111115183204 | 2012-05-03 | 380.2 | 2013-05-03 | Room# 18-357-General Cardiology
64714 | Sphygmomanometers, Aneroid | Sphygmomanometers | Sphygmomanometers, Aneroid | Active | MSH | MSH | MSH | Heart Function Clinic | 18 West-Murray | Welch Allyn | 7670-01 | 111114110327 | 2012-05-03 | 199 | 2013-05-03 | Room # 18-354-General Cardiology
64715 | Sphygmomanometers, Aneroid | Sphygmomanometers | Sphygmomanometers, Aneroid | Active | MSH | MSH | MSH | Heart Function Clinic | 18 West | Welch Allyn | CE0297 | 111107110628 | 2012-05-03 | 380.2 | 2013-05-03 | Room# 18-355-General Cardiology
64716 | Sphygmomanometers, Aneroid | Sphygmomanometers | Sphygmomanometers, Aneroid | Active | MSH | MSH | MSH | Heart Function Clinic | 18 West-Murray | Welch Allyn | CE0297 | 111115121136 | 2012-05-03 | 380.2 | 2013-05-03 | Room# 18-356-General Cardiology
64717 | Sphygmomanometers, Aneroid | Sphygmomanometers | Sphygmomanometers, Aneroid | Active | MSH | MSH | MSH | Heart Function Clinic | 18 West | Welch Allyn | CE0297 | 120321081022 | 2012-05-03 | 380.2 | 2013-05-03 | Room# 18-353-general Cardiology
64718 | Otoscope/Ophthalmascope | Otoscope/Ophthalmascope | Otoscope/Ophthalmascope | Active | MSH | OPG | 3rd Floor | Special Pregnancy Program - Maternal | 3rd Floor | Welch Allyn | 767 wall transfomer | 0 | 2012-07-17 | 737.7 | 2013-07-17 | Department: Maternal Complications at Pregnancy- Room # 3-410 (otoscope/ophthalmoscope) Purchased through Eastern Construction company on-contract
64721 | Physiologic Monitor Modules, Temperature | Physiologic Monitor Modules | Physiologic Monitor Modules, Temperature | Active | MSH | MSH | 17U | NICU | NICU | Philips Healthcare | M1029A | DE907A8732 | 2012-03-01 | 600 | 2013-03-01
64722 | Physiologic Monitor Modules, Temperature | Physiologic Monitor Modules | Physiologic Monitor Modules, Temperature | Active | MSH | MSH | 17U | NICU | NICU | Philips Healthcare | M1029A | DE907A8867 | 2012-03-01 | 600 | 2013-03-01
64723 | Physiologic Monitor Modules, Temperature | Physiologic Monitor Modules | Physiologic Monitor Modules, Temperature | Active | MSH | MSH | 17U | NICU | NICU | Philips Healthcare | M1029A | DE907A8866 | 2012-03-01 | 600 | 2013-03-01
64724 | Physiologic Monitor Modules, Temperature | Physiologic Monitor Modules | Physiologic Monitor Modules, Temperature | Active | MSH | MSH | 17U | NICU | NICU | Philips Healthcare | M1029A | DE907A8873 | 2012-03-01 | 600 | 2013-03-01
64725 | Physiologic Monitor Modules, Temperature | Physiologic Monitor Modules | Physiologic Monitor Modules, Temperature | Active | MSH | MSH | 17U | NICU | NICU | Philips Healthcare | M1029A | DE907A8889 | 2012-03-01 | 600 | 2013-03-01
64726 | Physiologic Monitor Modules, Temperature | Physiologic Monitor Modules | Physiologic Monitor Modules, Temperature | Active | MSH | MSH | 17U | NICU | NICU | Philips Healthcare | M1029A | DE907A8865 | 2012-03-01 | 600 | 2013-03-01
64727 | Physiologic Monitor Modules, Temperature | Physiologic Monitor Modules | Physiologic Monitor Modules, Temperature | Active | MSH | MSH | 17U | NICU | NICU | Philips Healthcare | M1029A | DE907A8884 | 2012-03-01 | 600 | 2013-03-01
64728 | Physiologic Monitor Modules, Temperature | Physiologic Monitor Modules | Physiologic Monitor Modules, Temperature | Active | MSH | MSH | 17U | NICU | NICU | Philips Healthcare | M1029A | DE907A8825 | 2012-03-01 | 600 | 2013-03-01
64729 | Physiologic Monitor Modules, Temperature | Physiologic Monitor Modules | Physiologic Monitor Modules, Temperature | Active | MSH | MSH | 17U | NICU | NICU | Philips Healthcare | M1029A | DE907A8885 | 2012-03-01 | 600 | 2013-03-01
64730 | Physiologic Monitor Modules, Temperature | Physiologic Monitor Modules | Physiologic Monitor Modules, Temperature | Active | MSH | MSH | 17U | NICU | NICU | Philips Healthcare | M1029A | DE907A8896 | 2012-03-01 | 600 | 2013-03-01
64732 | BIS monitor | BIS monitor | BIS monitor | Active | MSH | MSH | MSH | Resp Therapy (Anesthesia) | Operating Room | ASPECT MEDICAL SYSTEMS INC. | BIS VISTA | VT13803 | 2012-06-07 | 3001 | 2013-06-07 | Demo for training. BisX cable, s/n BX36115.
64738 | Access Point | Network Equipment | Access Point | Active | MSH | MSH | 1 | Biomedical Engineering | Biomedical Eng. | Philips Healthcare | ITS4852A | US12303733 | 2012-03-21 | 1180 | 2013-03-21 15:55 | Telemetry Wireless System. Location: AP7M05.
64739 | Access Point | Network Equipment | Access Point | Active | MSH | MSH | 1 | Biomedical Engineering | Biomedical Eng. | Philips Healthcare | ITS4852A | US12303733 | 2012-03-21 | 1180 | 2013-03-21 15:55 | Telemetry Wireless System. Location: AP7M05.
64740 | Access Point | Network Equipment | Access Point | Active | MSH | MSH | 1 | Biomedical Engineering | Biomedical Eng. | Philips Healthcare | ITS4852A | US12303733 | 2012-03-21 | 1180 | 2013-03-21 15:55 | Telemetry Wireless System. Location: AP7M05.
64741 | Access Point | Network Equipment | Access Point | Active | MSH | MSH | 1 | Biomedical Engineering | Biomedical Eng. | Philips Healthcare | ITS4852A | US12303733 | 2012-03-21 | 1180 | 2013-03-21 15:55 | Telemetry Wireless System. Location: AP7M05.
64742 | Access Point | Network Equipment | Access Point | Active | MSH | MSH | 1 | Biomedical Engineering | Biomedical Eng. | Philips Healthcare | ITS4852A | US12303733 | 2012-03-21 | 1180 | 2013-03-21 15:55 | Telemetry Wireless System. Location: AP7M05.
64743 | Access Point | Network Equipment | Access Point | Active | MSH | MSH | 1 | Biomedical Engineering | Biomedical Eng. | Philips Healthcare | ITS4852A | US12303733 | 2012-03-21 | 1180 | 2013-03-21 15:55 | Telemetry Wireless System. Location: AP7M05.
64744 | Access Point | Network Equipment | Access Point | Active | MSH | MSH | 1 | Biomedical Engineering | Biomedical Eng. | Philips Healthcare | ITS4852A | US12303733 | 2012-03-21 | 1180 | 2013-03-21 15:55 | Telemetry Wireless System. Location: AP7M05.
64745 | Access Point | Network Equipment | Access Point | Active | MSH | MSH | 1 | Biomedical Engineering | Biomedical Eng. | Philips Healthcare | ITS4852A | US12303733 | 2012-03-21 | 1180 | 2013-03-21 15:55 | Telemetry Wireless System. Location: AP7M05.
64746 | Access Point-AP3S14 | Network Equipment | Access Point | Active | MSH | MSH | 1 | Biomedical Engineering | Biomedical Eng. | Philips Healthcare | ITS4852A | US12303733 | 2012-03-21 | 1180 | 2013-03-21 | Telemetry Wireless System. Location: AP7M05.
64747 | Access Point | Network Equipment | Access Point | Active | MSH | MSH | 1 | Biomedical Engineering | Biomedical Eng. | Philips Healthcare | ITS4852A | US12303733 | 2012-03-21 | 1180 | 2013-03-21 15:55 | Telemetry Wireless System. Location: AP7M05.
64748 | Access Point-Ap3S15 | Network Equipment | Access Point | Active | MSH | MSH | 1 | Biomedical Engineering | Biomedical Eng. | Philips Healthcare | ITS4852A | US12303733 | 2012-03-21 | 1180 | 2013-03-21 | Telemetry Wireless System. Location: AP7M05.
64749 | Access Point | Network Equipment | Access Point | Active | MSH | MSH | 1 | Biomedical Engineering | Biomedical Eng. | Philips Healthcare | ITS4852A | US12303733 | 2012-03-21 | 1180 | 2013-03-21 15:55 | Telemetry Wireless System. Location: AP7M05.
64750 | Access Point | Network Equipment | Access Point | Active | MSH | MSH | 1 | Biomedical Engineering | Biomedical Eng. | Philips Healthcare | ITS4852A | US12303733 | 2012-03-21 | 1180 | 2013-03-21 15:55 | Telemetry Wireless System. Location: AP7M05.
64751 | Access Point | Network Equipment | Access Point | Active | MSH | MSH | 1 | Biomedical Engineering | Biomedical Eng. | Philips Healthcare | ITS4852A | US12303733 | 2012-03-21 | 1180 | 2013-03-21 15:55 | Telemetry Wireless System. Location: AP7M05.
64752 | Access Point | Network Equipment | Access Point | Active | MSH | MSH | 1 | Biomedical Engineering | Biomedical Eng. | Philips Healthcare | ITS4852A | US12303733 | 2012-03-21 | 1180 | 2013-03-21 15:55 | Telemetry Wireless System. Location: AP7M05.
64753 | Access Point | Network Equipment | Access Point | Active | MSH | MSH | 1 | Biomedical Engineering | Biomedical Eng. | Philips Healthcare | ITS4852A | US12303733 | 2012-03-21 | 1180 | 2013-03-21 15:55 | Telemetry Wireless System. Location: AP7M05.
64754 | Access Point | Network Equipment | Access Point | Active | MSH | MSH | 1 | Biomedical Engineering | Biomedical Eng. | Philips Healthcare | ITS4852A | US12303733 | 2012-03-21 | 1180 | 2013-03-21 15:55 | Telemetry Wireless System. Location: AP7M05.
64755 | Access Point | Network Equipment | Access Point | Active | MSH | MSH | 1 | Biomedical Engineering | Biomedical Eng. | Philips Healthcare | ITS4852A | US12303733 | 2012-03-21 | 1180 | 2013-03-21 15:55 | Telemetry Wireless System. Location: AP7M05.
64756 | Power Over Ethernet Unit | Network Equipment | Power Over Ethernet Unit | Active | MSH | MSH | 1 | Biomedical Engineering | Biomedical Eng. | Philips Healthcare | PD-65112/AC/M/PMS | N12021222010994A03 | 2012-03-21 | 367 | 2013-03-21 15:55 | Telemetry Wireless System. POE
64757 | Power Over Ethernet Unit | Network Equipment | Power Over Ethernet Unit | Active | MSH | MSH | 1 | Biomedical Engineering | Biomedical Eng. | Philips Healthcare | PD-65112/AC/M/PMS | N12021222010994A03 | 2012-03-21 | 367 | 2013-03-21 15:55 | Telemetry Wireless System. POE
64758 | Sync Unit | Network Equipment | Sync Unit | Active | MSH | MSH | 1 | Biomedical Engineering | Biomedical Eng. | Philips Healthcare | 862114 | SG20112121 | 2012-03-21 | 367 | 2013-03-21 15:55 | Telemetry Wireless System
64759 | Sync Unit | Network Equipment | Sync Unit | Active | MSH | MSH | 1 | Biomedical Engineering | Biomedical Eng. | Philips Healthcare | 862114 | SG20112121 | 2012-03-21 | 367 | 2013-03-21 15:55 | Telemetry Wireless System
64760 | Power Systems, Uninterruptible | Power Systems | Power Systems, Uninterruptible | Active | MSH | MSH | 17U | NICU | NICU | TRIPP LITE | Smart500RT1U | 2134LLCSM628401186 | 2012-03-21 | 367 | 2013-03-21 | Located in 17U NICU server closet
64761 | Power Systems, Uninterruptible | Power Systems | Power Systems, Uninterruptible | Active | MSH | MSH | 14S | Biomedical Engineering | Closet 14th Floor | TRIPP LITE | Smart500RT1U | 2142MLCSM628400798 | 2012-03-21 | 367 | 2013-03-21 | Telemetry Wireless System
64762 | Neuro-localization unit | Neuro-localization unit | Neuro-localization unit | Active | MSH | MSH | MSH | Anesthesia | OB anaesthesia | Pajunk GmbH Medizintechnologie | MultiStim Switch | 50455 | 2012-06-25 | 1852.0699 | 2013-06-25 10:59 | Unit is for OB Anesthesia. It has replaced Life-Tech Ezstim II, model ES400, s/n OG2190050, which is with Biomed for storage.
64767 | Thermometers, Electronic, Thermistor/Thermocouple, Patient | Thermometers | Thermometers, Electronic, Thermistor/Thermocouple, Patient | Active | MSH | MSH | 17U | NICU | NICU | Cardinal Health Canada Inc | FastTemp | G0320673 | 2008-03-28 | 350 | 2009-03-28 08:50
64771 | Baby Bed Electric | Baby Bed Electric | Baby Bed Electric | Active | MSH | MSH | 16M | Mother & Baby | M&B | Bomimed | Joey Baby Bed | BB4468/11 | 2012-07-05 | 8001 | 2013-07-05 08:34
64772 | Baby Bed Electric | Baby Bed Electric | Baby Bed Electric | Active | MSH | MSH | 16M | Mother & Baby | M&B | Bomimed | Joey Baby Bed | BB4469/11 | 2012-07-05 | 8001 | 2013-07-05 08:34
64773 | Baby Bed Electric | Baby Bed Electric | Baby Bed Electric | Active | MSH | MSH | 16M | Mother & Baby | M&B | Bomimed | Joey Baby Bed | BB4470/11 | 2012-07-05 | 8001 | 2013-07-05 08:34
64775 | Sphygmomanometers, Aneroid | Sphygmomanometers | Sphygmomanometers, Aneroid | Active | MSH | OPG | 3rd Floor | Special Pregnancy Program - Maternal | 3rd Floor | Welch Allyn | 7670-01 | 110920133812 | 2012-07-09 | 199 | 2013-07-09 | Department: Maternal Complications at Pregnancy- (Anesthesia) Room # 3-512 Purchased through Eastern Construction company on-contract
64776 | Lights, Examination | Lights | Lights, Examination | Active | MSH | OPG | 3rd Floor | Special Pregnancy Program - Maternal | 3rd Floor | Welch Allyn | 48810 | 3-512 | 2012-07-09 | 905.6 | 2017-07-09 | For all the exam lights:GS Exam light IV: Room numbers have been used for serial number. Purchased through Eastern Construction company on-contract
64777 | Sphygmomanometers, Aneroid | Sphygmomanometers | Sphygmomanometers, Aneroid | Active | MSH | OPG | 3rd Floor | Special Pregnancy Program - Maternal | 3rd Floor | Welch Allyn | 48810 | 3-408 | 2012-07-09 | 905.6 | 2017-07-09 | For all the exam lights:GS Exam light IV: Room numbers have been used for serial number. (Maternal Complications at Pregnancy) Purchased through Eastern Construction company on-contract
64778 | Lights, Examination | Lights | Lights, Examination | Active | MSH | OPG | 3rd Floor | Special Pregnancy Program - Maternal | 3rd Floor | Welch Allyn | CE0297 | 3-508 | 2012-07-09 | 905.6 | 2017-07-09 | For all the exam lights:GS Exam light IV: Room numbers have been used for serial number. Purchased through Eastern Construction company on-contract
64779 | Sphygmomanometers, Aneroid | Sphygmomanometers | Sphygmomanometers, Aneroid | Active | MSH | OPG | 3rd Floor | Special Pregnancy Program - Maternal | 3rd Floor | Welch Allyn | 7670-01 | 110103203405 | 2012-07-17 | 199 | 2013-07-17 | Department: Maternal Complications at Pregnancy- Room # 3-410 Purchased through Eastern Construction company on-contract
64780 | Lights, Examination | Lights | Lights, Examination | Active | MSH | OPG | 3rd Floor | Special Pregnancy Program - Maternal | 3rd Floor | Welch Allyn | 48810 | 3-506 | 2012-07-09 | 905.6 | 2017-07-09 | For all the exam lights:GS Exam light IV: Room numbers have been used for serial number. Purchased through Eastern Construction company on-contract
64781 | Sphygmomanometers, Aneroid | Sphygmomanometers | Sphygmomanometers, Aneroid | Active | MSH | OPG | 3rd Floor | Special Pregnancy Program - Maternal | 3rd Floor | Welch Allyn | 7770-03 | 091221101910 | 2012-07-09 | 299 | 2013-07-09 | Department: Maternal Complications at Pregnancy- (Anesthesia) Room # 3-506 (Portabel Unit) Purchased through Eastern Construction company on-contract
64782 | Lights, Examination | Lights | Lights, Examination | Active | MSH | OPG | 3rd Floor | Special Pregnancy Program - Maternal | 3rd Floor | Welch Allyn | 48810 | 3-504 | 2012-07-09 | 905.6 | 2017-07-09 | For all the exam lights:GS Exam light IV: Room numbers have been used for serial number. Purchased through Eastern Construction company on-contract
64783 | Sphygmomanometers, Aneroid | Sphygmomanometers | Sphygmomanometers, Aneroid | Active | MSH | OPG | 3rd Floor | Special Pregnancy Program - Maternal | 3rd Floor | Welch Allyn | 7670-01 | 111 | 2012-07-09 | 199 | 2013-07-09 | Department: Maternal Complications at Pregnancy- Room # 3-519 Purchased through Eastern Construction company on-contract
64784 | Lights, Examination | Lights | Lights, Examination | Active | MSH | OPG | 3rd Floor | Special Pregnancy Program - Maternal | 3rd Floor | Welch Allyn | 48810 | 3-519 | 2012-07-09 | 905.6 | 2017-07-09 | For all the exam lights:GS Exam light IV: Room numbers have been used for serial number. (Maternal Complications at Pregnancy) Purchased through Eastern Construction company on-contract
64785 | Sphygmomanometers, Aneroid | Sphygmomanometers | Sphygmomanometers, Aneroid | Active | MSH | OPG | 3rd Floor | FMU | 3rd Floor | Welch Allyn | 7670-01 | 111115152855 | 2012-07-09 | 199 | 2013-07-09 | Department: Fetal Medicine Unit- Room # 3-532 Purchased through Eastern Construction company on-contract
64786 | Sphygmomanometers, Aneroid | Sphygmomanometers | Sphygmomanometers, Aneroid | Active | MSH | OPG | 3rd Floor | FMU | 3rd Floor | Welch Allyn | 7670-01 | 111115130720 | 2012-07-09 | 199 | 2013-07-09 | Department: Fetal Medicine Unit- Room # 3-530 Purchased through Eastern Construction company on-contract
64787 | Sphygmomanometers, Aneroid | Sphygmomanometers | Sphygmomanometers, Aneroid | Active | MSH | OPG | 3rd Floor | Women's Unit-OPG | 3rd Floor | Welch Allyn | CE0297 | 111 | 2012-07-09 | 380.2 | 2013-07-09
64788 | Sphygmomanometers, Aneroid | Sphygmomanometers | Sphygmomanometers, Aneroid | Active | MSH | OPG | 3rd Floor | FMU | 3rd Floor | Welch Allyn | 7670-01 | 110920183500 | 2012-07-09 | 199 | 2013-07-09 | Department: Fetal Medicine Unit- Room # 3-528 Purchased through Eastern Construction company on-contract
64789 | Sphygmomanometers, Aneroid | Sphygmomanometers | Sphygmomanometers, Aneroid | Active | MSH | OPG | 3rd Floor | General Obstetrics |  | Welch Allyn | 7670-01 | 110916123716 | 2011-07-09 | 199 | 2012-07-09 | Department: General Obstetrics- Room # 3-309 Purchased through Eastern Construction company on-contract
64790 | Lights, Examination | Lights | Lights, Examination | Active | MSH | OPG | 3rd Floor | General Obstetrics |  | Welch Allyn | 48810 | 3-309 | 2012-07-09 | 905.6 | 2017-07-09 | Department: General Obstetrics- Room # 3-309 (For all the exam lights:GS Exam light IV: Room numbers have been used for serial number) Purchased through Eastern Construction company on-contract
64791 | Lights, Examination | Lights | Lights, Examination | Active | MSH | OPG | 3rd Floor | General Obstetrics |  | Welch Allyn | 48810 | 3-313 | 2012-07-09 | 905.6 | 2017-07-09 | Department: General Obstetrics- Room # 3-313 (For all the exam lights:GS Exam light IV: Room numbers have been used for serial number) Purchased through Eastern Construction company on-contract
64792 | Sphygmomanometers, Aneroid | Sphygmomanometers | Sphygmomanometers, Aneroid | Active | MSH | OPG | 3rd Floor | General Obstetrics |  | Welch Allyn | 7670-01 | 110920184110 | 2012-07-09 | 199 | 2013-07-09 | Department: General Obstetrics- Room # 3-307 Purchased through Eastern Construction company on-contract
64793 | Sphygmomanometers, Aneroid | Sphygmomanometers | Sphygmomanometers, Aneroid | Active | MSH | OPG | 3rd Floor | General Obstetrics |  | Welch Allyn | 7670-10 | 110920183556 | 2012-07-09 | 199 | 2013-07-09 | Department: General Obstetrics- Room # 3-308 Purchased through Eastern Construction company on-contract
64794 | Lights, Examination | Lights | Lights, Examination | Active | MSH | OPG | 3rd Floor | General Obstetrics |  | Welch Allyn | 48810 | 3-308 | 2012-07-09 | 905.6 | 2017-07-09 | Department: General Obstetrics- Room # 3-308 (For all the exam lights:GS Exam light IV: Room numbers have been used for serial number) Purchased through Eastern Construction company on-contract
64795 | Sphygmomanometers, Aneroid | Sphygmomanometers | Sphygmomanometers, Aneroid | Active | MSH | OPG | 3rd Floor | General Obstetrics |  | Welch Allyn | 7670-10 | 110916132053 | 2012-07-09 | 199 | 2013-07-09 | Department: General Obstetrics- Room # 3-306 Purchased through Eastern Construction company on-contract
64796 | Lights, Examination | Lights | Lights, Examination | Active | MSH | OPG | 3rd Floor | General Obstetrics |  | Welch Allyn | 48810 | 3-306 | 2012-07-09 | 905.6 | 2017-07-09 | Department: General Obstetrics- Room # 3-306 (For all the exam lights:GS Exam light IV: Room numbers have been used for serial number) Purchased through Eastern Construction company on-contract
64797 | Lights, Examination | Lights | Lights, Examination | Active | MSH | OPG | 3rd Floor | General Obstetrics |  | Welch Allyn | 48810 | 3-305 | 2012-07-09 | 905.6 | 2017-07-09 | Department: General Obstetrics- Room # 3-305 (For all the exam lights:GS Exam light IV: Room numbers have been used for serial number) Purchased through Eastern Construction company on-contract
64798 | Lights, Examination | Lights | Lights, Examination | Active | MSH | OPG | 3rd Floor | General Obstetrics |  | Welch Allyn | 48810 | 101221 | 2012-07-09 | 905.6 | 2017-07-09 | Department: General Obstetrics- Room # 3-317 (For all the exam lights:GS Exam light IV: Room numbers have been used for serial number) Purchased through Eastern Construction company on-contract
64799 | Otoscope/Ophthalmascope | Otoscope/Ophthalmascope | Otoscope/Ophthalmascope | Active | MSH | OPG | 3rd Floor | Obstetric Associates |  | Welch Allyn | 76792-M | 0 | 2012-04-09 | 937.7 | 2013-04-09 | Department: OB Associates- Room # 3-722 (Part of manometer/otoscope/ophthalomoscope-64800-manometer) Purchased through Eastern Construction company on-contract
64800 | Otoscope/Ophthalmascope | Otoscope/Ophthalmascope | Otoscope/Ophthalmascope | Active | MSH | OPG | 3rd Floor | Obstetric Associates |  | Welch Allyn | 76792-M | 101222151125 | 2012-04-09 | 937.7 | 2013-04-09 | Department: Obstetric Associates- Room # 3-722 (Part of Manometer/Ophtahlomoscope/otoscope). Other tag # 64799 Purchased through Eastern Construction company on-contract
64801 | Sphygmomanometers, Aneroid | Sphygmomanometers | Sphygmomanometers, Aneroid | Active | MSH | OPG | 3rd Floor | General Obstetrics |  | Welch Allyn | 7670-01 | 110920123052 | 2012-07-09 | 199 | 2013-07-09 | Department: General Obstetrics- Room # 3-313 Purchased through Eastern Construction company on-contract
64802 | Lights, Examination | Lights | Lights, Examination | Active | MSH | OPG | 3rd Floor | General Obstetrics |  | Welch Allyn | 48810 | 3-314 | 2012-07-09 | 905.6 | 2017-07-09 | Department: General Obstetrics- Room # 3-314 (For all the exam lights:GS Exam light IV: Room numbers have been used for serial number) Purchased through Eastern Construction company on-contract
64803 | Sphygmomanometers, Aneroid | Sphygmomanometers | Sphygmomanometers, Aneroid | Active | MSH | OPG | 3rd Floor | General Obstetrics |  | Welch Allyn | 7670-01 | 101210131811 | 2012-07-09 | 199 | 2013-07-09 | Department: General Obstetrics- Room # 3-314 Purchased through Eastern Construction company on-contract
64804 | Sphygmomanometers, Aneroid | Sphygmomanometers | Sphygmomanometers, Aneroid | Active | MSH | OPG | 3rd Floor | General Obstetrics |  | Welch Allyn | 7670-01 | 101022131321 | 2012-07-09 | 199 | 2013-07-09 | Department: General Obstetrics- Room # 3-315 Purchased through Eastern Construction company on-contract
64805 | Lights, Examination | Lights | Lights, Examination | Active | MSH | OPG | 3rd Floor | General Obstetrics |  | Welch Allyn | 48810 | 3-315 | 2012-07-09 | 905.6 | 2013-07-09 | Department: General Obstetrics- Room # 3-315 (For all the exam lights:GS Exam light IV: Room numbers have been used for serial number) Purchased through Eastern Construction company on-contract
64806 | Sphygmomanometers, Aneroid | Sphygmomanometers | Sphygmomanometers, Aneroid | Active | MSH | OPG | 3rd Floor | General Obstetrics |  | Covidien | 0 | 108013974 | 2012-07-09 | 199 | 2013-07-09 | Department: OB ASSSOCIATES: Room # 3-806 Purchased through Eastern Construction company on-contract
64807 | Lights, Examination | Lights | Lights, Examination | Active | MSH | OPG | 3rd Floor | General Obstetrics |  | Welch Allyn | 48810 | 3-316 | 2012-07-16 | 905.6 | 2012-07-16 | Department: General Obstetrics- Room # 3-316(For all the exam lights:GS Exam light IV: Room numbers have been used for serial number) Purchased through Eastern Construction company on-contract
64808 | Sphygmomanometers, Aneroid | Sphygmomanometers | Sphygmomanometers, Aneroid | Active | MSH | OPG | 3rd Floor | General Obstetrics |  | Welch Allyn | 7670-01 | 101210080143 | 2011-07-24 | 199 | 2012-07-24 | Department: General Obstetrics- Room # 3-318 Purchased through Eastern Construction company on-contract
64809 | Lights, Examination | Lights | Lights, Examination | Active | MSH | OPG | 3rd Floor | General Obstetrics |  | Welch Allyn | 48810 | 3-318 | 2012-07-09 | 905.6 | 2013-07-09 | Department: General Obstetrics- Room # 3-318(For all the exam lights:GS Exam light IV: Room numbers have been used for serial number) Purchased through Eastern Construction company on-contract
64810 | Sphygmomanometers, Aneroid | Sphygmomanometers | Sphygmomanometers, Aneroid | Active | MSH | OPG | 3rd Floor | Women's Unit-OPG | 3rd Floor | Welch Allyn | CE0297 | 111 | 2012-07-09 | 380.2 | 2013-07-09
64812 | Transducer, Fetal Monitoring | Transducer | Transducer, Fetal Monitoring | Active | MSH | MSH | 15U | Obstetrical Suite (L&D) | 15th Floor - University Side | Philips Healthcare | M1355-60011 | 3705g96339 | 2012-01-26 | 800 | 2013-01-26 | TOCO used prior to documentation in DB July 16, '12
64815 | Sphygmomanometers, Aneroid | Sphygmomanometers | Sphygmomanometers, Aneroid | Active | MSH | OPG | 3rd Floor | General Obstetrics |  | Welch Allyn | 7670-01 | 11112822232647 | 2011-06-15 | 199 | 2012-06-15 | Department: OB Associates- Room # 3-719 Purchased through Eastern Construction company on-contract
64816 | Sphygmomanometers, Aneroid | Sphygmomanometers | Sphygmomanometers, Aneroid | Active | MSH | MSH | 16M | Mother & Baby | M&B | Welch Allyn | 7670-01 | 111115131049 | 2012-06-15 | 199 | 2013-06-15 | Room # 16-306 Purchased through Eastern Construction company on-contract
64817 | Sphygmomanometers, Aneroid | Sphygmomanometers | Sphygmomanometers, Aneroid | Active | MSH | MSH | 16M | Mother & Baby | M&B | Welch Allyn | 7670-01 | 111115132225 | 2012-06-15 | 199 | 2013-06-15 | Room # 3-313 Purchased through Eastern Construction company on-contract
64829 | Access Point | Network Equipment | Access Point | Active | MSH | MSH | 1 | Biomedical Engineering | Biomedical Eng. | Philips Healthcare | ITS4852A | US12303733 | 2012-03-21 | 1180 | 2013-03-21 15:55 | Telemetry Wireless System. Location: AP7M05.
64830 | Access Point | Network Equipment | Access Point | Active | MSH | MSH | 1 | Biomedical Engineering | Biomedical Eng. | Philips Healthcare | ITS4852A | US12303733 | 2012-03-21 | 1180 | 2013-03-21 15:55 | Telemetry Wireless System. Location: AP7M05.
64831 | Access Point | Network Equipment | Access Point | Active | MSH | MSH | 1 | Biomedical Engineering | Biomedical Eng. | Philips Healthcare | ITS4852A | US12303733 | 2012-03-21 | 1180 | 2013-03-21 15:55 | Telemetry Wireless System. Location: AP7M05.
64832 | Access Point | Network Equipment | Access Point | Active | MSH | MSH | 1 | Biomedical Engineering | Biomedical Eng. | Philips Healthcare | ITS4852A | US12303733 | 2012-03-21 | 1180 | 2013-03-21 15:55 | Telemetry Wireless System. Location: AP7M05.
64833 | Access Point | Network Equipment | Access Point | Active | MSH | MSH | 1 | Biomedical Engineering | Biomedical Eng. | Philips Healthcare | ITS4852A | US12303733 | 2012-03-21 | 1180 | 2013-03-21 15:55 | Telemetry Wireless System. Location: AP7M05.
64834 | Access Point | Network Equipment | Access Point | Active | MSH | MSH | 1 | Biomedical Engineering | Biomedical Eng. | Philips Healthcare | ITS4852A | US12303733 | 2012-03-21 | 1180 | 2013-03-21 15:55 | Telemetry Wireless System. Location: AP7M05.
64835 | Access Point | Network Equipment | Access Point | Active | MSH | MSH | 1 | Biomedical Engineering | Biomedical Eng. | Philips Healthcare | ITS4852A | US12303733 | 2012-03-21 | 1180 | 2013-03-21 15:55 | Telemetry Wireless System. Location: AP7M05.
64836 | Access Point | Network Equipment | Access Point | Active | MSH | MSH | 1 | Biomedical Engineering | Biomedical Eng. | Philips Healthcare | ITS4852A | US12303733 | 2012-03-21 | 1180 | 2013-03-21 15:55 | Telemetry Wireless System. Location: AP7M05.
64837 | Access Point | Network Equipment | Access Point | Active | MSH | MSH | 1 | Biomedical Engineering | Biomedical Eng. | Philips Healthcare | ITS4852A | US12303733 | 2012-03-21 | 1180 | 2013-03-21 15:55 | Telemetry Wireless System. Location: AP7M05.
64838 | Access Point | Network Equipment | Access Point | Active | MSH | MSH | 1 | Biomedical Engineering | Biomedical Eng. | Philips Healthcare | ITS4852A | US12303733 | 2012-03-21 | 1180 | 2013-03-21 15:55 | Telemetry Wireless System. Location: AP7M05.
64839 | Access Point | Network Equipment | Access Point | Active | MSH | MSH | 1 | Biomedical Engineering | Biomedical Eng. | Philips Healthcare | ITS4852A | US12303733 | 2012-03-21 | 1180 | 2013-03-21 15:55 | Telemetry Wireless System. Location: AP7M05.
64840 | Access Point | Network Equipment | Access Point | Active | MSH | MSH | 1 | Biomedical Engineering | Biomedical Eng. | Philips Healthcare | ITS4852A | US12303733 | 2012-03-21 | 1180 | 2013-03-21 15:55 | Telemetry Wireless System. Location: AP7M05.
64841 | Access Point | Network Equipment | Access Point | Active | MSH | MSH | 1 | Biomedical Engineering | Biomedical Eng. | Philips Healthcare | ITS4852A | US12303733 | 2012-03-21 | 1180 | 2013-03-21 15:55 | Telemetry Wireless System. Location: AP7M05.
64842 | Access Point | Network Equipment | Access Point | Active | MSH | MSH | 1 | Biomedical Engineering | Biomedical Eng. | Philips Healthcare | ITS4852A | US12303733 | 2012-03-21 | 1180 | 2013-03-21 15:55 | Telemetry Wireless System. Location: AP7M05.
64843 | Access Point | Network Equipment | Access Point | Active | MSH | MSH | 1 | Biomedical Engineering | Biomedical Eng. | Philips Healthcare | ITS4852A | US12303733 | 2012-03-21 | 1180 | 2013-03-21 15:55 | Telemetry Wireless System. Location: AP7M05.
64844 | Access Point | Network Equipment | Access Point | Active | MSH | MSH | 1 | Biomedical Engineering | Biomedical Eng. | Philips Healthcare | ITS4852A | US12303733 | 2012-03-21 | 1180 | 2013-03-21 15:55 | Telemetry Wireless System. Location: AP7M05.
64845 | Access Point | Network Equipment | Access Point | Active | MSH | MSH | 1 | Biomedical Engineering | Biomedical Eng. | Philips Healthcare | ITS4852A | US12303733 | 2012-03-21 | 1180 | 2013-03-21 15:55 | Telemetry Wireless System. Location: AP7M05.
64846 | Access Point-AP3S10 | Network Equipment | Access Point | Active | MSH | MSH | 1 | Biomedical Engineering | Biomedical Eng. | Philips Healthcare | ITS4852A | US12303733 | 2012-03-21 | 1180 | 2013-03-21 | Telemetry Wireless System. Location: AP7M05.
64847 | Access Point | Network Equipment | Access Point | Active | MSH | MSH | 1 | Biomedical Engineering | Biomedical Eng. | Philips Healthcare | ITS4852A | US12303733 | 2012-03-21 | 1180 | 2013-03-21 15:55 | Telemetry Wireless System. Location: AP7M05.
64848 | Access Point | Network Equipment | Access Point | Active | MSH | MSH | 1 | Biomedical Engineering | Biomedical Eng. | Philips Healthcare | ITS4852A | US12303733 | 2012-03-21 | 1180 | 2013-03-21 15:55 | Telemetry Wireless System. Location: AP7M05.
64849 | Access Point-AP3S12 | Network Equipment | Access Point | Active | MSH | MSH | 1 | Biomedical Engineering | Biomedical Eng. | Philips Healthcare | ITS4852A | US12303733 | 2012-03-21 | 1180 | 2013-03-21 | Telemetry Wireless System. Location: AP7M05.
64850 | Access Point | Network Equipment | Access Point | Active | MSH | MSH | 1 | Biomedical Engineering | Biomedical Eng. | Philips Healthcare | ITS4852A | US12303733 | 2012-03-21 | 1180 | 2013-03-21 15:55 | Telemetry Wireless System. Location: AP7M05.
64851 | Access Point | Network Equipment | Access Point | Active | MSH | MSH | 1 | Biomedical Engineering | Biomedical Eng. | Philips Healthcare | ITS4852A | US12303733 | 2012-03-21 | 1180 | 2013-03-21 15:55 | Telemetry Wireless System. Location: AP7M05.
64852 | Power Over Ethernet Unit | Network Equipment | Power Over Ethernet Unit | Active | MSH | MSH | 1 | Biomedical Engineering | Biomedical Eng. | Philips Healthcare | PD-65112/AC/M/PMS | N12021222010994A03 | 2012-03-21 | 367 | 2013-03-21 15:55 | Telemetry Wireless System. POE
64853 | Power Over Ethernet Unit | Network Equipment | Power Over Ethernet Unit | Active | MSH | MSH | 1 | Biomedical Engineering | Biomedical Eng. | Philips Healthcare | PD-65112/AC/M/PMS | N12021222010994A03 | 2012-03-21 | 367 | 2013-03-21 15:55 | Telemetry Wireless System. POE
64855 | Sync Unit | Network Equipment | Sync Unit | Active | MSH | MSH | 1 | Biomedical Engineering | Biomedical Eng. | Philips Healthcare | 862114 | SG20112121 | 2012-03-21 | 367 | 2013-03-21 15:55 | Telemetry Wireless System
64856 | Power Systems, Uninterruptible | Power Systems | Power Systems, Uninterruptible | Active | MSH | MSH | 1 | Biomedical Engineering | Biomedical Eng. | TRIPP LITE | Smart500RT1U | 2134LLCSM628401186 | 2012-03-21 | 367 | 2013-03-21 15:55 | Telemetry Wireless System
64857 | Power Systems, Uninterruptible | Power Systems | Power Systems, Uninterruptible | Active | MSH | MSH | 1 | Biomedical Engineering | Biomedical Eng. | TRIPP LITE | Smart500RT1U | 2134LLCSM628401186 | 2012-03-21 | 367 | 2013-03-21 15:55 | Telemetry Wireless System
64858 | Access Point | Network Equipment | Access Point | Active | MSH | MSH | 1 | Biomedical Engineering | Biomedical Eng. | Philips Healthcare | ITS4852A | US12303733 | 2012-03-21 | 1180 | 2013-03-21 15:55 | Telemetry Wireless System. Location: AP7M05.
64859 | Access Point Controller | Network Equipment | Access Point Controller | Active | MSH | MSH | 1 | Biomedical Engineering | Biomedical Eng. | Philips Healthcare | 865346 | SG12100834 | 2012-03-21 | 367 | 2013-03-21 15:55 | Telemetry Wireless System
64861 | Exercisers, Bicycle | Exercisers | Exercisers, Bicycle | Active | MSH | MSH | MSH | Cath-Physiology Lab | Cath Lab | Ergoline | Ergoselect 1200 | 2012000069 | 2012-08-30 | 18565.9004 | 2013-08-30 12:40
64862 | EasySpray | EasySpray | EasySpray | Active | MSH | MSH | 7 | SURGICAL SUITE (COMBINED WITH CYSTO) | O.R | BAXTER HEALTHCARE CORP | EasySpray | E00436 | 2012-08-30 | 5001 | 2013-08-30
64867 | WARMERS, BLOOD | WARMERS | WARMERS, BLOOD | Active | MSH | MSH | 15U | Obstetrical Suite (L&D) | OR | Level 1 Technology | hl-90 | S101A00452 | 2012-04-14 | 3001 | 2013-04-14
64868 | WARMERS, BLOOD | WARMERS | WARMERS, BLOOD | Active | MSH | MSH | 7 | SURGICAL SUITE (COMBINED WITH CYSTO) | OR | Level 1 Technology | hl-90 | S101A00451 | 2012-04-14 | 3001 | 2013-04-14
64869 | Module Computer Digital Video Capture | Module Computer Digital Video Capture | Module Computer Digital Video Capture | Active | MSH | MSH | MSH | Speech Language Pathology | 201 Otologic function unit | PENTAX PRECISION INSTRUMENT CORP | 9200C | 33413-18 | 2009-02-27 | 24651 | 2010-02-27
64871 | Stroboscope Rhinolaryngeal light sources | Stroboscope Rhinolaryngeal light sources | Stroboscope Rhinolaryngeal light sources | Active | MSH | MSH | MSH | ENT Clinic | Room 201 | PENTAX PRECISION INSTRUMENT CORP | 9100B | 33005-06 | 2009-02-27 | 23823 | 2010-02-27
64873 | Thermometers, Electronic, Thermistor/Thermocouple, Patient | Thermometers | Thermometers, Electronic, Thermistor/Thermocouple, Patient | Active | MSH | MSH | 14S | Nursing 14S Medicine |  | Cardinal Health Canada Inc | FastTemp | G0819374 | 2008-11-01 | 290 | 2009-11-01
64876 | HARD DRIVE | HARD DRIVE | HARD DRIVE | Active | MSH | MSH | MSH | Biomedical Engineering | Biomed room # 139 | SEAGATE | 9ZFAD1-500 1.5TB | NA0QADS5 | 2012-10-01 | 100 | 2013-10-01
64891 | Access Point | Network Equipment | Access Point | Active | MSH | MSH | 1 | Biomedical Engineering | Biomedical Eng. | Philips Healthcare | ITS4852A | US12303733 | 2012-03-21 | 1180 | 2013-03-21 15:55 | Telemetry Wireless System. Location: AP7M05.
64892 | Access Point | Network Equipment | Access Point | Active | MSH | MSH | 1 | Biomedical Engineering | Biomedical Eng. | Philips Healthcare | ITS4852A | US12303733 | 2012-03-21 | 1180 | 2013-03-21 15:55 | Telemetry Wireless System. Location: AP7M05.
64893 | Access Point | Network Equipment | Access Point | Active | MSH | MSH | 1 | Biomedical Engineering | Biomedical Eng. | Philips Healthcare | ITS4852A | US12303733 | 2012-03-21 | 1180 | 2013-03-21 15:55 | Telemetry Wireless System. Location: AP7M05.
64894 | Access Point | Network Equipment | Access Point | Active | MSH | MSH | 1 | Biomedical Engineering | Biomedical Eng. | Philips Healthcare | ITS4852A | US12303733 | 2012-03-21 | 1180 | 2013-03-21 15:55 | Telemetry Wireless System. Location: AP7M05.
64895 | Access Point | Network Equipment | Access Point | Active | MSH | MSH | 1 | Biomedical Engineering | Biomedical Eng. | Philips Healthcare | ITS4852A | US12303733 | 2012-03-21 | 1180 | 2013-03-21 15:55 | Telemetry Wireless System. Location: AP7M05.
64896 | Access Point | Network Equipment | Access Point | Active | MSH | MSH | 1 | Biomedical Engineering | Biomedical Eng. | Philips Healthcare | ITS4852A | US12303733 | 2012-03-21 | 1180 | 2013-03-21 15:55 | Telemetry Wireless System. Location: AP7M05.
64897 | Access Point | Network Equipment | Access Point | Active | MSH | MSH | 1 | Biomedical Engineering | Biomedical Eng. | Philips Healthcare | ITS4852A | US12303733 | 2012-03-21 | 1180 | 2013-03-21 15:55 | Telemetry Wireless System. Location: AP7M05.
64898 | Access Point | Network Equipment | Access Point | Active | MSH | MSH | 1 | Biomedical Engineering | Biomedical Eng. | Philips Healthcare | ITS4852A | US12303733 | 2012-03-21 | 1180 | 2013-03-21 15:55 | Telemetry Wireless System. Location: AP7M05.
64899 | Access Point | Network Equipment | Access Point | Active | MSH | MSH | 1 | Biomedical Engineering | Biomedical Eng. | Philips Healthcare | ITS4852A | US12303733 | 2012-03-21 | 1180 | 2013-03-21 15:55 | Telemetry Wireless System. Location: AP7M05.
64900 | Access Point | Network Equipment | Access Point | Active | MSH | MSH | 1 | Biomedical Engineering | Biomedical Eng. | Philips Healthcare | ITS4852A | US12303733 | 2012-03-21 | 1180 | 2013-03-21 15:55 | Telemetry Wireless System. Location: AP7M05.
64901 | Access Point | Network Equipment | Access Point | Active | MSH | MSH | 1 | Biomedical Engineering | Biomedical Eng. | Philips Healthcare | ITS4852A | US12303733 | 2012-03-21 | 1180 | 2013-03-21 15:55 | Telemetry Wireless System. Location: AP7M05.
64902 | Access Point | Network Equipment | Access Point | Active | MSH | MSH | 1 | Biomedical Engineering | Biomedical Eng. | Philips Healthcare | ITS4852A | US12303733 | 2012-03-21 | 1180 | 2013-03-21 15:55 | Telemetry Wireless System. Location: AP7M05.
64907 | Stimulators, Electrical, Peripheral Nerve, Analgesic, Transcutaneous | Stimulators | Stimulators, Electrical, Peripheral Nerve, Analgesic, Transcutaneous | Active | MSH | MSH | 18 | ICU | ICU | FISHER & PAYKEL MEDICAL INC | NS242 | 030327000249 | 2012-10-09 | 201 |  | The unit has been in service for some time.
64909 | Display Monitor, Flat Panel | Display Monitor | Display Monitor, Flat Panel | Active | MSH | MSH | 7 | SURGICAL SUITE (COMBINED WITH CYSTO) | 7th Floor - OR | STRYKER CORP | WiSe 26" HDTV | VHW262F0141 | 2012-10-10 | 5001 | 2013-10-10
64910 | High Flow Insufflator | High Flow Insufflator | High Flow Insufflator | Active | MSH | MSH | 7 | SURGICAL SUITE (COMBINED WITH CYSTO) | 7th Floor - OR | STRYKER CORP | Pneumo Sure | 1206CE139 | 2012-10-10 | 15001 | 2013-10-10 | On Video Tower #1
64911 | HDTV transmitter | HDTV transmitter | HDTV transmitter | Active | MSH | MSH | 7 | SURGICAL SUITE (COMBINED WITH CYSTO) | 7th Floor - OR | STRYKER CORP | 0240030971 | 12I013634 | 2012-10-10 | 5001 | 2013-10-10
64913 | LED Light Source | LED Light Source | LED Light Source | Active | MSH | MSH | 7 | SURGICAL SUITE (COMBINED WITH CYSTO) | 7th Floor - OR | STRYKER CORP | 022021000 | 12I023214 | 2012-10-10 | 10001 | 2013-10-10
64914 | HD Information Management System | HD Information Management System | HD Information Management System | Active | MSH | MSH | 7 | SURGICAL SUITE (COMBINED WITH CYSTO) | 7th Floor - OR | STRYKER CORP | 0240050988 | 12H03f0234 | 2012-10-10 | 5001 | 2013-10-10
64915 | Digital Color Printer | Digital Color Printer | Digital Color Printer | Active | MSH | MSH | 7 | SURGICAL SUITE (COMBINED WITH CYSTO) | O.R | STRYKER CORP | SDP1000 | 85604 | 2012-10-10 | 1001 | 2013-10-10 15:49
64920 | multimeter | multimeter | multimeter | Active | MSH | MSH | 1 | Biomedical Engineering | 1st Floor | FLUKE BIOMEDICAL | 80 Series V | 20810289 | 2012-10-15 | 450 | 2013-10-15
64921 | Thermometers, Electronic | Thermometers | Thermometers, Electronic | Active | MSH | MSH | MSH | Biomedical Engineering | Biomedical Lab | FLUKE BIOMEDICAL | 62 MAX | 20760172 | 2012-10-15 | 100 | 2013-10-15
64922 | LTV Universal Power supply | LTV Universal Power supply | LTV Universal Power supply | Active | MSH | MSH | 18 | ICU | ICU | Pulmonetics Systems | LTV-1000 | C6N01B0142 | 2008-03-13 | 853.56 | 2009-03-13 | External Power supply for LTV-1000 Ventilator
64925 | Sphygmomanometers, Aneroid | Sphygmomanometers | Sphygmomanometers, Aneroid | Active | MSH | MSH | 10S | Nursing 10S Geriatrics | Cardiology | Welch Allyn | 7670-01 | 120416142531 | 2012-10-19 | 199 | 2013-10-19
64926 | Sphygmomanometers, Aneroid | Sphygmomanometers | Sphygmomanometers, Aneroid | Active | MSH | MSH | 10S | Nursing 10S Geriatrics | Cardiology | Welch Allyn | 7670-01 | 120531142844 | 2012-10-19 | 199 | 2013-10-19
64927 | Sphygmomanometers, Aneroid | Sphygmomanometers | Sphygmomanometers, Aneroid | Active | MSH | MSH | 10S | Nursing 10S Geriatrics | Cardiology | Welch Allyn | 7670-01 | 120614154924 | 2012-10-19 | 199 | 2013-10-19
64928 | Sphygmomanometers, Aneroid | Sphygmomanometers | Sphygmomanometers, Aneroid | Active | MSH | MSH | 10S | Nursing 10S Geriatrics | Cardiology | Welch Allyn | 7670-01 | 120418171550 | 2012-10-19 | 199 | 2013-10-19
64929 | Sphygmomanometers, Aneroid | Sphygmomanometers | Sphygmomanometers, Aneroid | Active | MSH | MSH | 10S | Nursing 10S Geriatrics | Cardiology | Welch Allyn | 7670-01 | 120418171655 | 2012-10-19 | 199 | 2013-10-19
64930 | Sphygmomanometers, Aneroid | Sphygmomanometers | Sphygmomanometers, Aneroid | Active | MSH | MSH | 10S | Nursing 10S Geriatrics | Cardiology | Welch Allyn | 7670-01 | 120614155210 | 2012-10-19 | 199 | 2013-10-19
64931 | Sphygmomanometers, Aneroid | Sphygmomanometers | Sphygmomanometers, Aneroid | Active | MSH | MSH | 10S | Nursing 10S Geriatrics | Cardiology | Welch Allyn | 7670-01 | 120424073832 | 2012-10-19 | 199 | 2013-10-19
64932 | Sphygmomanometers, Aneroid | Sphygmomanometers | Sphygmomanometers, Aneroid | Active | MSH | MSH | 10S | Nursing 10S Geriatrics | Cardiology | Welch Allyn | 7670-01 | 120412120028 | 2012-10-19 | 199 | 2013-10-19
64933 | Sphygmomanometers, Aneroid | Sphygmomanometers | Sphygmomanometers, Aneroid | Active | MSH | MSH | 10S | Nursing 10S Geriatrics | Cardiology | Welch Allyn | 7670-01 | 120416165927 | 2012-10-19 | 199 | 2013-10-19
64934 | Sphygmomanometers, Aneroid | Sphygmomanometers | Sphygmomanometers, Aneroid | Active | MSH | MSH | 10S | Nursing 10S Geriatrics | Cardiology | Welch Allyn | 7670-01 | 120416134952 | 2012-10-19 | 199 | 2013-10-19
64935 | Sphygmomanometers, Aneroid | Sphygmomanometers | Sphygmomanometers, Aneroid | Active | MSH | MSH | 10S | Nursing 10S Geriatrics | Cardiology | Welch Allyn | 7670-01 | 120419124204 | 2012-10-19 | 199 | 2013-10-19
64936 | Sphygmomanometers, Aneroid | Sphygmomanometers | Sphygmomanometers, Aneroid | Active | MSH | MSH | 10S | Nursing 10S Geriatrics | Cardiology | Welch Allyn | 7670-01 | 120419123459 | 2012-10-19 | 199 | 2013-10-19
64937 | Sphygmomanometers, Aneroid | Sphygmomanometers | Sphygmomanometers, Aneroid | Active | MSH | MSH | 10S | Nursing 10S Geriatrics | Cardiology | Welch Allyn | 7670-01 | 1206142053033 | 2012-10-19 | 199 | 2013-10-19
64938 | Sphygmomanometers, Aneroid | Sphygmomanometers | Sphygmomanometers, Aneroid | Active | MSH | MSH | 10S | Nursing 10S Geriatrics | Cardiology | Welch Allyn | 7670-01 | 120521064610 | 2012-10-19 | 199 | 2013-10-19
64939 | Sphygmomanometers, Aneroid | Sphygmomanometers | Sphygmomanometers, Aneroid | Active | MSH | MSH | 10S | Nursing 10S Geriatrics | Cardiology | Welch Allyn | 7670-01 | 120419123954 | 2012-10-19 | 199 | 2013-10-19
64940 | Sphygmomanometers, Aneroid | Sphygmomanometers | Sphygmomanometers, Aneroid | Active | MSH | MSH | 10S | Nursing 10S Geriatrics | Cardiology | Welch Allyn | 7670-01 | 120416165711 | 2012-10-19 | 199 | 2013-10-19
64941 | Sphygmomanometers, Aneroid | Sphygmomanometers | Sphygmomanometers, Aneroid | Active | MSH | MSH | 10S | Nursing 10S Geriatrics | Cardiology | Welch Allyn | 7670-01 | 120412113758 | 2012-10-19 | 199 | 2013-10-19
64942 | Sphygmomanometers, Aneroid | Sphygmomanometers | Sphygmomanometers, Aneroid | Active | MSH | MSH | 10S | Nursing 10S Geriatrics | Cardiology | Welch Allyn | 7670-01 | 120416135404 | 2012-10-19 | 199 | 2013-10-19
64943 | Sphygmomanometers, Aneroid | Sphygmomanometers | Sphygmomanometers, Aneroid | Active | MSH | MSH | 10S | Nursing 10S Geriatrics | Cardiology | Welch Allyn | 7670-01 | 120412123352 | 2012-10-19 | 199 | 2013-10-19
64944 | Sphygmomanometers, Aneroid | Sphygmomanometers | Sphygmomanometers, Aneroid | Active | MSH | MSH | 10S | Nursing 10S Geriatrics | Cardiology | Welch Allyn | 7670-01 | 120419213750 | 2012-10-19 | 199 | 2013-10-19
64945 | Sphygmomanometers, Aneroid | Sphygmomanometers | Sphygmomanometers, Aneroid | Active | MSH | MSH | 10S | Nursing 10S Geriatrics | Cardiology | Welch Allyn | 7670-01 | 120614221255 | 2012-10-19 | 199 | 2013-10-19
64946 | Sphygmomanometers, Aneroid | Sphygmomanometers | Sphygmomanometers, Aneroid | Active | MSH | MSH | 10S | Nursing 10S Geriatrics | Cardiology | Welch Allyn | 7670-01 | 12041123256 | 2012-10-19 | 199 | 2013-10-19
64949 | Cryosurgical Units | Cryosurgical Units | Cryosurgical Units | Active | MSH | MSH | MSH | Family Practice Clinic | 60 Murray Street, MSH | Brymill Cryogenic Systems | Cry-AC-3 | 08124025 | 2012-10-22 | 779.33 | 2013-10-22 11:36
64951 | Sphygmomanometers, Electronic, Automatic | Sphygmomanometers | Sphygmomanometers, Electronic, Automatic | Active | MSH | MSH | MSH | Heart Function Clinic | Heart Function Clinic | BpTRU MEDICAL DEVICES LTD. | BPM-100 | 014287 | 2012-10-24 | 824 | 2013-10-24
64953 | Sphygmomanometers, Electronic, Automatic | Sphygmomanometers | Sphygmomanometers, Electronic, Automatic | Active | MSH | MSH | MSH | Heart Function Clinic | Heart Function Clinic | BpTRU MEDICAL DEVICES LTD. | BPM-100 | 014292 | 2012-10-24 | 824 | 2013-10-24
64956 | Sphygmomanometers, Electronic, Automatic | Sphygmomanometers | Sphygmomanometers, Electronic, Automatic | Active | MSH | 60MURR | 5 | Leadership Sinai Center For Diabetes | Diabetes Unit | BpTRU MEDICAL DEVICES LTD. | BPM-200 | 03-007240 | 2013-02-27 | 1250 |  | Unit in service for some time before being brought to Biomedical Engineering.
64958 | Light Sources, Fiberoptic | Light Sources | Light Sources, Fiberoptic | Active | MSH | MSH | MSH | Anesthesia | Case Room | STORZ INSTRUMENT CO | 482 | DQ0000032371 | 2012-11-01 | 10001 | 2013-11-01 | Unit was under as/n27746, not in the database.
64960 | Monitors, Vital Signs | Monitors, Vital Signs | Monitors, Vital Signs | Active | MSH | MSH | 4 | Dental Clinic | Dentistry | CRITICARE SYSTEMS INC | 8100EP | 113724896 | 2012-11-02 | 3001 | 2013-11-02 | Rev.6. Unit came with: SpO2 Sensor, part# 934-10DN; ECG Patient Cable, part# 83305B001; Hose, BP 10 FEET LONG, part# 706; Cuff, Small Adult, part# 474; Cuff, Adult, part# 475; Cuff, Large Adult, part# 476.
64961 | Monitors, Vital Signs | Monitors, Vital Signs | Monitors, Vital Signs | Active | MSH | MSH | 4 | Dental Clinic | Dentistry | CRITICARE SYSTEMS INC | 8100EP | 113723332 | 2012-11-02 | 3001 | 2013-11-02 | Rev.6. Unit came with: SpO2 Sensor, part# 934-10DN; ECG Patient Cable, part# 83305B001; Hose, BP 10 FEET LONG, part# 706; Cuff, Small Adult, part# 474; Cuff, Adult, part# 475; Cuff, Large Adult, part# 476.
64962 | Monitors, Vital Signs | Monitors, Vital Signs | Monitors, Vital Signs | Active | MSH | MSH | 4 | Dental Clinic | Dentistry | CRITICARE SYSTEMS INC | 8100EP | 113724654 | 2012-11-02 | 3001 | 2013-11-02 | Rev.6. Unit came with: SpO2 Sensor, part# 934-10DN; ECG Patient Cable, part# 83305B001; Hose, BP 10 FEET LONG, part# 706; Cuff, Small Adult, part# 474; Cuff, Adult, part# 475; Cuff, Large Adult, part# 476.
64964 | Testers, External Cardiac Pacemaker | Testers | Testers, External Cardiac Pacemaker | Active | MSH | MSH | 1 | Biomedical Engineering | Biomedical Eng. | DNI Nevada | SIGMAP1K | 0151 | 2012-11-05 | 1001 |  | Already in service at time of entry.
64969 | VPAP W/Humidifer | VPAP W/Humidifer | VPAP W/Humidifer | Active | MSH | MSH | 1 | Respiratory Therapy | Room # 141 | Resmed | S9- H5i | 22121418381-8682 | 2012-11-07 | 7329 | 2013-11-07
64990 | Applanation Tonometer | Applanation Tonometer | Applanation Tonometer | Active | MSH | MSH | 3 | Emergency | Emergency | REICHERT SCIENTIFIC INSTRUMENTS | TO1-RE-230650 | 395471012 | 2012-11-19 | 3949.3501 | 2013-11-19 13:42 | Instrument Class II-Ratification #3222. Software version 2.0. Axis Medical: 1.800.267.5597; address: #1-30 Hanna Court, Belleville, ON., K8P 5J2 Info: axismedical.ca. Ocu-Film Tip Covers REF # 230651. Optically Approved Compressed Gas "DUST-OFF" to be used for cleaning the xducer daily buy from Ph: 800.363.1992.
64991 | Monitors, Vital Signs | Monitors, Vital Signs | Monitors, Vital Signs | Active | MSH | VAUGH | VN | Mt. Sinai FH&W Centre | Vaughn Clinic | Welch Allyn | 53N0P | JA114725 | 2012-10-20 | 3903.7 | 2014-10-20 | Vaughan Site. 9600 Bathurst Street. Contact: Rita Marcal, ext.4267. Battery: SLA
64992 | Infusion Pumps, Patient-Controlled Analgesic | INFUSION PUMPS | Infusion Pumps, Patient-Controlled Analgesic | Active | MSH | MSH | 15U | Obstetrical Suite (L&D) | L&D | SIMS Deltec Ltd. | 2110 | 1027123 | 2013-02-04 | 5095 | 2017-03-31 | Man. Date: 2012-06
64993 | Infusion Pumps, Patient-Controlled Analgesic | INFUSION PUMPS | Infusion Pumps, Patient-Controlled Analgesic | Active | MSH | MSH | 15U | Obstetrical Suite (L&D) | L&D | SIMS Deltec Ltd. | 2110 | 1027124 | 2013-02-04 | 5095 | 2017-03-31 | Man. Date: 2012-06
64994 | Infusion Pumps, Patient-Controlled Analgesic | INFUSION PUMPS | Infusion Pumps, Patient-Controlled Analgesic | Active | MSH | MSH | 15U | Obstetrical Suite (L&D) | L&D | SIMS Deltec Ltd. | 2110 | 1027125 | 2013-02-04 | 5095 | 2017-03-31 | Man. Date: 2012-06
64995 | Infusion Pumps, Patient-Controlled Analgesic | INFUSION PUMPS | Infusion Pumps, Patient-Controlled Analgesic | Active | MSH | MSH | 15U | Obstetrical Suite (L&D) | L&D | SIMS Deltec Ltd. | 2110 | 1027126 | 2013-02-04 | 5095 | 2017-03-31 | Man. Date: 2012-06
64996 | Infusion Pumps, Patient-Controlled Analgesic | INFUSION PUMPS | Infusion Pumps, Patient-Controlled Analgesic | Active | MSH | MSH | 15U | Obstetrical Suite (L&D) | L&D | SIMS Deltec Ltd. | 2110 | 1027127 | 2013-02-04 | 5095 | 2017-03-31 | Man. Date: 2012-06
64997 | Infusion Pumps, Patient-Controlled Analgesic | INFUSION PUMPS | Infusion Pumps, Patient-Controlled Analgesic | Active | MSH | MSH | 15U | Obstetrical Suite (L&D) | L&D | SIMS Deltec Ltd. | 2110 | 1027128 | 2013-02-04 | 5095 | 2017-03-31 | Man. Date: 2012-06
64998 | Sphygmomanometers, Aneroid | Sphygmomanometers | Sphygmomanometers, Aneroid | Active | MSH | VAUGH | VN | Mt. Sinai FH&W Centre | Vaughn Clinic | Welch Allyn | 7670-01 | 120605025121 | 2012-11-07 | 199 | 2013-11-07 | Room#3220, Vaughan Site, 9600 Bathurst Street. Contact: Rita Marcal, ext.4267
64999 | Sphygmomanometers, Aneroid | Sphygmomanometers | Sphygmomanometers, Aneroid | Active | MSH | VAUGH | VN | Mt. Sinai FH&W Centre | Vaughn Clinic | Welch Allyn | 7670-01 | 120601074354 | 2012-11-07 | 199 | 2013-11-07 | Room#3222, Vaughan Site, 9600 Bathurst Street. Contact: Rita Marcal, ext.4267
65000 | Sphygmomanometers, Aneroid | Sphygmomanometers | Sphygmomanometers, Aneroid | Active | MSH | VAUGH | VN | Mt. Sinai FH&W Centre | Vaughn Clinic | Welch Allyn | 7670-01 | 111115155245 | 2012-11-07 | 199 | 2013-11-07 | Room#3224, Vaughan Site, 9600 Bathurst Street. Contact: Rita Marcal, ext.4267. sn.120601033301 has been replaced by sn.111115155245, 03.24.2013
65001 | Sphygmomanometers, Aneroid | Sphygmomanometers | Sphygmomanometers, Aneroid | Active | MSH | VAUGH | VN | Mt. Sinai FH&W Centre | Vaughn Clinic | Welch Allyn | 7670-01 | 120526015616 | 2012-11-07 | 199 | 2013-11-07 | Room#3224, Vaughan Site, 9600 Bathurst Street. Contact: Rita Marcal, ext.4267
65002 | Sphygmomanometers, Aneroid | Sphygmomanometers | Sphygmomanometers, Aneroid | Active | MSH | VAUGH | VN | Mt. Sinai FH&W Centre | Vaughn Clinic | Welch Allyn | 7670-01 | 120601112223 | 2012-11-07 | 199 | 2013-11-07 | Room#3226, Vaughan Site, 9600 Bathurst Street. Contact: Rita Marcal, ext.4267
65003 | Sphygmomanometers, Aneroid | Sphygmomanometers | Sphygmomanometers, Aneroid | Active | MSH | VAUGH | VN | Mt. Sinai FH&W Centre | Vaughn Clinic | Welch Allyn | 7670-01 | 120418165442 | 2012-11-07 | 199 | 2013-11-07 | Room#3228, Vaughan Site, 9600 Bathurst Street. Contact: Rita Marcal, ext.4267
65004 | Sphygmomanometers, Aneroid | Sphygmomanometers | Sphygmomanometers, Aneroid | Active | MSH | VAUGH | VN | Mt. Sinai FH&W Centre | Vaughn Clinic | Welch Allyn | 7670-01 | 120601144629 | 2012-11-07 | 199 | 2013-11-07 | Room#3228, Vaughan Site, 9600 Bathurst Street. Contact: Rita Marcal, ext.4267
65005 | Sphygmomanometers, Aneroid | Sphygmomanometers | Sphygmomanometers, Aneroid | Active | MSH | VAUGH | VN | Mt. Sinai FH&W Centre | Vaughn Clinic | Welch Allyn | 7670-01 | 120601072301 | 2012-11-07 | 199 | 2013-11-07 | Room#3230, Vaughan Site, 9600 Bathurst Street. Contact: Rita Marcal, ext.4267
65006 | Sphygmomanometers, Aneroid | Sphygmomanometers | Sphygmomanometers, Aneroid | Active | MSH | MSH | MSH | Mt. Sinai FH&W Centre | Vaughan Site | Welch Allyn | 7670-01 | 120601144525 | 2012-11-07 | 199 | 2013-11-07 | Room#3231, Vaughan Site, 9600 Bathurst Street. Contact: Rita Marcal, ext.4267
65007 | Sphygmomanometers, Aneroid | Sphygmomanometers | Sphygmomanometers, Aneroid | Active | MSH | VAUGH | VN | Mt. Sinai FH&W Centre | Vaughn Clinic | Welch Allyn | 7670-01 | 120530040008 | 2012-11-07 | 199 | 2013-11-07 | Room#3229, Vaughan Site, 9600 Bathurst Street. Contact: Rita Marcal, ext.4267
65008 | Sphygmomanometers, Aneroid | Sphygmomanometers | Sphygmomanometers, Aneroid | Active | MSH | VAUGH | VN | Mt. Sinai FH&W Centre | Vaughn Clinic | Welch Allyn | 7670-01 | 120601075136 | 2012-11-07 | 199 | 2013-11-07 | Room#3229, Vaughan Site, 9600 Bathurst Street. Contact: Rita Marcal, ext.4267
65009 | Sphygmomanometers, Aneroid | Sphygmomanometers | Sphygmomanometers, Aneroid | Active | MSH | VAUGH | VN | Mt. Sinai FH&W Centre | Vaughn Clinic | Welch Allyn | 7670-01 | 120601145519 | 2012-11-07 | 199 | 2013-11-07 | Room#3225, Vaughan Site, 9600 Bathurst Street. Contact: Rita Marcal, ext.4267
65010 | Sphygmomanometers, Aneroid | Sphygmomanometers | Sphygmomanometers, Aneroid | Active | MSH | MSH | MSH | Mt. Sinai FH&W Centre | Vaughan Site | Welch Allyn | 7670-01 | 120614165605 | 2012-11-07 | 199 | 2013-11-07 | Room#3223, Vaughan Site, 9600 Bathurst Street. Contact: Rita Marcal, ext.4267
65011 | Sphygmomanometers, Aneroid | Sphygmomanometers | Sphygmomanometers, Aneroid | Active | MSH | VAUGH | VN | Mt. Sinai FH&W Centre | Vaughn Clinic | Welch Allyn | 7670-01 | 120601072132 | 2012-11-07 | 199 | 2013-11-07 | Room#3223, Vaughan Site, 9600 Bathurst Street. Contact: Rita Marcal, ext.4267
65012 | Sphygmomanometers, Aneroid | Sphygmomanometers | Sphygmomanometers, Aneroid | Active | MSH | MSH | MSH | Mt. Sinai FH&W Centre | Vaughan Site | Welch Allyn | 7670-01 | 120601145217 | 2012-11-07 | 199 | 2013-11-07 | Room#3216, Vaughan Site, 9600 Bathurst Street. Contact: Rita Marcal, ext.4267
65013 | Sphygmomanometers, Aneroid | Sphygmomanometers | Sphygmomanometers, Aneroid | Active | MSH | MSH | MSH | Mt. Sinai FH&W Centre | Vaughan Site | Welch Allyn | 7670-01 | 120618115345 | 2012-11-07 | 199 | 2013-11-07 | Room#3214, Vaughan Site, 9600 Bathurst Street. Contact: Rita Marcal, ext.4267
65014 | Sphygmomanometers, Aneroid | Sphygmomanometers | Sphygmomanometers, Aneroid | Active | MSH | MSH | MSH | Mt. Sinai FH&W Centre | Vaughan Site | Welch Allyn | 7670-01 | 120530035130 | 2012-11-07 | 199 | 2013-11-07 | Room#3214, Vaughan Site, 9600 Bathurst Street. Contact: Rita Marcal, ext.4267
65015 | Sphygmomanometers, Aneroid | Sphygmomanometers | Sphygmomanometers, Aneroid | Active | MSH | MSH | MSH | Mt. Sinai FH&W Centre | Vaughan Site | Welch Allyn | 7670-01 | 120601105026 | 2012-11-07 | 199 | 2013-11-07 | Room#3210, Vaughan Site, 9600 Bathurst Street. Contact: Rita Marcal, ext.4267
65016 | Sphygmomanometers, Aneroid | Sphygmomanometers | Sphygmomanometers, Aneroid | Active | MSH | MSH | MSH | Mt. Sinai FH&W Centre | Vaughan Site | Welch Allyn | 7670-01 | 120526020127 | 2012-11-07 | 199 | 2013-11-07 | Room#3210, Vaughan Site, 9600 Bathurst Street. Contact: Rita Marcal, ext.4267
65017 | Sphygmomanometers, Aneroid | Sphygmomanometers | Sphygmomanometers, Aneroid | Active | MSH | MSH | MSH | Mt. Sinai FH&W Centre | Vaughan Site | Welch Allyn | 7670-01 | 120601104813 | 2012-11-07 | 199 | 2013-11-07 | Room#3208, Vaughan Site, 9600 Bathurst Street. Contact: Rita Marcal, ext.4267
65018 | Sphygmomanometers, Aneroid | Sphygmomanometers | Sphygmomanometers, Aneroid | Active | MSH | MSH | MSH | Mt. Sinai FH&W Centre | Vaughan Site | Welch Allyn | 7670-01 | 120601142537 | 2012-11-07 | 199 | 2013-11-07 | Room#3209, Vaughan Site, 9600 Bathurst Street. Contact: Rita Marcal, ext.4267
65019 | Sphygmomanometers, Aneroid | Sphygmomanometers | Sphygmomanometers, Aneroid | Active | MSH | MSH | MSH | Mt. Sinai FH&W Centre | Vaughan Site | Welch Allyn | 7670-01 | 120601102741 | 2012-11-07 | 199 | 2013-11-07 | Room#3211, Vaughan Site, 9600 Bathurst Street. Contact: Rita Marcal, ext.4267
65021 | Sphygmomanometers, Aneroid | Sphygmomanometers | Sphygmomanometers, Aneroid | Active | MSH | MSH | MSH | Mt. Sinai FH&W Centre | Vaughan Site | Welch Allyn | 7670-01 | 120530033356 | 2012-11-07 | 199 | 2013-11-07 | Room#3213, Vaughan Site, 9600 Bathurst Street. Contact: Rita Marcal, ext.4267
65022 | Sphygmomanometers, Aneroid | Sphygmomanometers | Sphygmomanometers, Aneroid | Active | MSH | MSH | MSH | Mt. Sinai FH&W Centre | Vaughan Site | Welch Allyn | 7670-01 | 120601143306 | 2012-11-07 | 199 | 2013-11-07 | Room#3215, Vaughan Site, 9600 Bathurst Street. Contact: Rita Marcal, ext.4267
65023 | Sphygmomanometers, Aneroid | Sphygmomanometers | Sphygmomanometers, Aneroid | Active | MSH | MSH | MSH | Mt. Sinai FH&W Centre | Vaughan Site | Welch Allyn | 7670-01 | 120601144853 | 2012-11-07 | 199 | 2013-11-07 | Room#3217, Vaughan Site, 9600 Bathurst Street. Contact: Rita Marcal, ext.4267
65024 | Sphygmomanometers, Aneroid | Sphygmomanometers | Sphygmomanometers, Aneroid | Active | MSH | MSH | MSH | Mt. Sinai FH&W Centre | Vaughan Site | Welch Allyn | 7670-01 | 120530034556 | 2012-11-07 | 199 | 2013-11-07 | Room#3217, Vaughan Site, 9600 Bathurst Street. Contact: Rita Marcal, ext.4267
65025 | Sphygmomanometers, Aneroid | Sphygmomanometers | Sphygmomanometers, Aneroid | Active | MSH | MSH | MSH | Mt. Sinai FH&W Centre | Vaughan Site | Welch Allyn | 7670-01 | 120601042947 | 2012-11-07 | 199 | 2013-11-07 | Room#3219, Vaughan Site, 9600 Bathurst Street. Contact: Rita Marcal, ext.4267
65026 | Sphygmomanometers, Aneroid | Sphygmomanometers | Sphygmomanometers, Aneroid | Active | MSH | MSH | MSH | Mt. Sinai FH&W Centre | Vaughan Site | Welch Allyn | 7670-01 | 120601144315 | 2012-11-07 | 199 | 2013-11-07 | Room#3247, Vaughan Site, 9600 Bathurst Street. Contact: Rita Marcal, ext.4267
65027 | Sphygmomanometers, Aneroid | Sphygmomanometers | Sphygmomanometers, Aneroid | Active | MSH | MSH | MSH | Mt. Sinai FH&W Centre | Vaughan Site | Welch Allyn | 7670-01 | 120601105116 | 2012-11-07 | 199 | 2013-11-07 | Room#3250, Vaughan Site, 9600 Bathurst Street. Contact: Rita Marcal, ext.4267
65028 | Sphygmomanometers, Aneroid | Sphygmomanometers | Sphygmomanometers, Aneroid | Active | MSH | MSH | MSH | Mt. Sinai FH&W Centre | Vaughan Site | Welch Allyn | 7670-01 | 120530035238 | 2012-11-07 | 199 | 2013-11-07 | Room#3248, Vaughan Site, 9600 Bathurst Street. Contact: Rita Marcal, ext.4267
65029 | Sphygmomanometers, Aneroid | Sphygmomanometers | Sphygmomanometers, Aneroid | Active | MSH | MSH | MSH | Mt. Sinai FH&W Centre | Vaughan Site | Welch Allyn | 7670-01 | 120601075239 | 2012-11-07 | 199 | 2013-11-07 | Room#3248, Vaughan Site, 9600 Bathurst Street. Contact: Rita Marcal, ext.4267
65030 | Sphygmomanometers, Aneroid | Sphygmomanometers | Sphygmomanometers, Aneroid | Active | MSH | MSH | MSH | Mt. Sinai FH&W Centre | Vaughan Site | Welch Allyn | 7670-01 | 120601111111 | 2012-11-07 | 199 | 2013-11-07 | Room#3251, Vaughan Site, 9600 Bathurst Street. Contact: Rita Marcal, ext.4267
65031 | Lights, Examination | Lights | Lights, Examination | Active | MSH | MSH | MSH | Mt. Sinai FH&W Centre | Vaughan Site | Welch Allyn | 48810 | na | 2012-11-09 | 905.6 | 2013-11-09 | Room# 3220, Vaughan Site, 1600 Bathurst Street. Contact: Rita Marcal, ext.4267
65032 | Lights, Examination | Lights | Lights, Examination | Active | MSH | MSH | MSH | Mt. Sinai FH&W Centre | Vaughan Site | Welch Allyn | 48810 | na | 2012-11-09 | 905.6 | 2013-11-09 | Room# 3222, Vaughan Site, 1600 Bathurst Street. Contact: Rita Marcal, ext.4267
65033 | Lights, Examination | Lights | Lights, Examination | Active | MSH | MSH | MSH | Mt. Sinai FH&W Centre | Vaughan Site | Welch Allyn | 48810 | na | 2012-11-09 | 905.6 | 2013-11-09 | Room# 3224, Vaughan Site, 1600 Bathurst Street. Contact: Rita Marcal, ext.4267
65034 | Lights, Examination | Lights | Lights, Examination | Active | MSH | MSH | MSH | Mt. Sinai FH&W Centre | Vaughan Site | Welch Allyn | 48810 | na | 2012-11-09 | 905.6 | 2013-11-09 | Room# 3226, Vaughan Site, 1600 Bathurst Street. Contact: Rita Marcal, ext.4267
65035 | Lights, Examination | Lights | Lights, Examination | Active | MSH | MSH | MSH | Mt. Sinai FH&W Centre | Vaughan Site | Welch Allyn | 48810 | na | 2012-11-09 | 905.6 | 2013-11-09 | Room# 3228, Vaughan Site, 1600 Bathurst Street. Contact: Rita Marcal, ext.4267
65036 | Lights, Examination | Lights | Lights, Examination | Active | MSH | MSH | MSH | Mt. Sinai FH&W Centre | Vaughan Site | Welch Allyn | 48810 | na | 2012-11-09 | 905.6 | 2013-11-09 | Room# 3231, Vaughan Site, 1600 Bathurst Street. Contact: Rita Marcal, ext.4267
65037 | Lights, Examination | Lights | Lights, Examination | Active | MSH | MSH | MSH | Mt. Sinai FH&W Centre | Vaughan Site | Welch Allyn | 48810 | na | 2012-11-09 | 905.6 | 2013-11-09 | Room# 3225, Vaughan Site, 1600 Bathurst Street. Contact: Rita Marcal, ext.4267
65038 | Lights, Examination | Lights | Lights, Examination | Active | MSH | MSH | MSH | Mt. Sinai FH&W Centre | Vaughan Site | Welch Allyn | 48810 | na | 2012-11-09 | 905.6 | 2013-11-09 | Room# 3223, Vaughan Site, 1600 Bathurst Street. Contact: Rita Marcal, ext.4267
65039 | Lights, Examination | Lights | Lights, Examination | Active | MSH | MSH | MSH | Mt. Sinai FH&W Centre | Vaughan Site | Welch Allyn | 48810 | na | 2012-11-09 | 905.6 | 2013-11-09 | Room# 3216 Vaughan Site, 1600 Bathurst Street. Contact: Rita Marcal, ext.4267
65040 | Lights, Examination | Lights | Lights, Examination | Active | MSH | MSH | MSH | Mt. Sinai FH&W Centre | Vaughan Site | Welch Allyn | 48810 | na | 2012-11-09 | 905.6 | 2013-11-09 | Room# 3214 Vaughan Site, 1600 Bathurst Street. Contact: Rita Marcal, ext.4267
65041 | Lights, Examination | Lights | Lights, Examination | Active | MSH | VAUGH | VN | Mt. Sinai FH&W Centre | Vaughn Clinic | Welch Allyn | 48810 | na | 2012-11-09 | 905.6 | 2013-11-09 | Room# 3210 Vaughan Site, 1600 Bathurst Street. Contact: Rita Marcal, ext.4267
65042 | Lights, Examination | Lights | Lights, Examination | Active | MSH | MSH | MSH | Mt. Sinai FH&W Centre | Vaughan Site | Welch Allyn | 48810 | na | 2012-11-09 | 905.6 | 2013-11-09 | Room# 3208 Vaughan Site, 1600 Bathurst Street. Contact: Rita Marcal, ext.4267
65043 | Lights, Examination | Lights | Lights, Examination | Active | MSH | MSH | MSH | Mt. Sinai FH&W Centre | Vaughan Site | Welch Allyn | 48810 | na | 2012-11-09 | 905.6 | 2013-11-09 | Room# 3211 Vaughan Site, 1600 Bathurst Street. Contact: Rita Marcal, ext.4267
65044 | Lights, Examination | Lights | Lights, Examination | Active | MSH | MSH | MSH | Mt. Sinai FH&W Centre | Vaughan Site | Welch Allyn | 48810 | na | 2012-11-09 | 905.6 | 2013-11-09 | Room# 3213 Vaughan Site, 1600 Bathurst Street. Contact: Rita Marcal, ext.4267
65045 | Lights, Examination | Lights | Lights, Examination | Active | MSH | MSH | MSH | Mt. Sinai FH&W Centre | Vaughan Site | Welch Allyn | 48810 | na | 2012-11-09 | 905.6 | 2013-11-09 | Room# 3215 Vaughan Site, 1600 Bathurst Street. Contact: Rita Marcal, ext.4267
65046 | Lights, Examination | Lights | Lights, Examination | Active | MSH | MSH | MSH | Mt. Sinai FH&W Centre | Vaughan Site | Welch Allyn | 48810 | na | 2012-11-09 | 905.6 | 2013-11-09 | Room# 3217 Vaughan Site, 1600 Bathurst Street. Contact: Rita Marcal, ext.4267
65047 | Lights, Examination | Lights | Lights, Examination | Active | MSH | MSH | MSH | Mt. Sinai FH&W Centre | Vaughan Site | Welch Allyn | 48810 | na | 2012-11-09 | 905.6 | 2013-11-09 | Room# 3219 Vaughan Site, 1600 Bathurst Street. Contact: Rita Marcal, ext.4267
65048 | Otoscope/Ophthalmascope | Otoscope/Ophthalmascope | Otoscope/Ophthalmascope | Active | MSH | VAUGH | VN | Mt. Sinai FH&W Centre | Vaughn Clinic | Welch Allyn | 76792-M | 0 | 2012-11-09 | 937.7 | 2013-11-09 | Room# 3222, Vaughan Site, 1600 Bathurst Street. Contact: Rita Marcal, ext.4267
65049 | Otoscope/Ophthalmascope | Otoscope/Ophthalmascope | Otoscope/Ophthalmascope | Active | MSH | VAUGH | VN | Mt. Sinai FH&W Centre | Vaughn Clinic | Welch Allyn | 76792-M | 0 | 2012-11-09 | 937.7 | 2013-11-09 | Room# 3224, Vaughan Site, 1600 Bathurst Street. Contact: Rita Marcal, ext.4267
65050 | Otoscope/Ophthalmascope | Otoscope/Ophthalmascope | Otoscope/Ophthalmascope | Active | MSH | VAUGH | VN | Mt. Sinai FH&W Centre | Vaughn Clinic | Welch Allyn | 76792-M | 0 | 2012-11-09 | 937.7 | 2013-11-09 | Room# 3226, Vaughan Site, 1600 Bathurst Street. Contact: Rita Marcal, ext.4267
65051 | Otoscope/Ophthalmascope | Otoscope/Ophthalmascope | Otoscope/Ophthalmascope | Active | MSH | VAUGH | VN | Mt. Sinai FH&W Centre | Vaughn Clinic | Welch Allyn | 76792-M | 0 | 2012-11-09 | 937.7 | 2013-11-09 | Room# 3228, Vaughan Site, 1600 Bathurst Street. Contact: Rita Marcal, ext.4267
65052 | Otoscope/Ophthalmascope | Otoscope/Ophthalmascope | Otoscope/Ophthalmascope | Active | MSH | VAUGH | VN | Mt. Sinai FH&W Centre | Vaughn Clinic | Welch Allyn | 76792-M | 0 | 2012-11-09 | 937.7 | 2013-11-09 | Room# 3230, Vaughan Site, 1600 Bathurst Street. Contact: Rita Marcal, ext.4267
65053 | Otoscope/Ophthalmascope | Otoscope/Ophthalmascope | Otoscope/Ophthalmascope | Active | MSH | VAUGH | VN | Mt. Sinai FH&W Centre | Vaughn Clinic | Welch Allyn | 76792-M | 0 | 2012-11-09 | 937.7 | 2013-11-09 | Room# 3229, Vaughan Site, 1600 Bathurst Street. Contact: Rita Marcal, ext.4267
65054 | Otoscope/Ophthalmascope | Otoscope/Ophthalmascope | Otoscope/Ophthalmascope | Active | MSH | VAUGH | VN | Mt. Sinai FH&W Centre | Vaughn Clinic | Welch Allyn | 76792-M | 0 | 2012-11-09 | 937.7 | 2013-11-09 | Room# 3225, Vaughan Site, 1600 Bathurst Street. Contact: Rita Marcal, ext.4267
65055 | Otoscope/Ophthalmascope | Otoscope/Ophthalmascope | Otoscope/Ophthalmascope | Active | MSH | VAUGH | VN | Mt. Sinai FH&W Centre | Vaughn Clinic | Welch Allyn | 76792-M | 0 | 2012-11-09 | 937.7 | 2013-11-09 | Room# 3223, Vaughan Site, 1600 Bathurst Street. Contact: Rita Marcal, ext.4267
65056 | Otoscope/Ophthalmascope | Otoscope/Ophthalmascope | Otoscope/Ophthalmascope | Active | MSH | MSH | MSH | Mt. Sinai FH&W Centre | Vaughan Site | Welch Allyn | 76792-M | 0 | 2012-11-09 | 937.7 | 2013-11-09 | Room# 3216, Vaughan Site, 1600 Bathurst Street. Contact: Rita Marcal, ext.4267
65057 | Otoscope/Ophthalmascope | Otoscope/Ophthalmascope | Otoscope/Ophthalmascope | Active | MSH | MSH | MSH | Mt. Sinai FH&W Centre | Vaughan Site | Welch Allyn | 76792-M | 0 | 2012-11-09 | 937.7 | 2013-11-09 | Room# 3214, Vaughan Site, 1600 Bathurst Street. Contact: Rita Marcal, ext.4267
65058 | Otoscope/Ophthalmascope | Otoscope/Ophthalmascope | Otoscope/Ophthalmascope | Active | MSH | MSH | MSH | Mt. Sinai FH&W Centre | Vaughan Site | Welch Allyn | 76792-M | 0 | 2012-11-09 | 937.7 | 2013-11-09 | Room# 3210, Vaughan Site, 1600 Bathurst Street. Contact: Rita Marcal, ext.4267
65059 | Otoscope/Ophthalmascope | Otoscope/Ophthalmascope | Otoscope/Ophthalmascope | Active | MSH | MSH | MSH | Mt. Sinai FH&W Centre | Vaughan Site | Welch Allyn | 76792-M | 0 | 2012-11-09 | 937.7 | 2013-11-09 | Room# 3208, Vaughan Site, 1600 Bathurst Street. Contact: Rita Marcal, ext.4267
65060 | Otoscope/Ophthalmascope | Otoscope/Ophthalmascope | Otoscope/Ophthalmascope | Active | MSH | MSH | MSH | Mt. Sinai FH&W Centre | Vaughan Site | Welch Allyn | 76792-M | 0 | 2012-11-09 | 937.7 | 2013-11-09 | Room# 3209, Vaughan Site, 1600 Bathurst Street. Contact: Rita Marcal, ext.4267
65061 | Otoscope/Ophthalmascope | Otoscope/Ophthalmascope | Otoscope/Ophthalmascope | Active | MSH | MSH | MSH | Mt. Sinai FH&W Centre | Vaughan Site | Welch Allyn | 76792-M | 0 | 2012-11-09 | 937.7 | 2013-11-09 | Room# 3211, Vaughan Site, 1600 Bathurst Street. Contact: Rita Marcal, ext.4267
65062 | Otoscope/Ophthalmascope | Otoscope/Ophthalmascope | Otoscope/Ophthalmascope | Active | MSH | MSH | MSH | Mt. Sinai FH&W Centre | Vaughan Site | Welch Allyn | 76792-M | 0 | 2012-11-09 | 937.7 | 2013-11-09 | Room# 3213, Vaughan Site, 1600 Bathurst Street. Contact: Rita Marcal, ext.4267
65063 | Otoscope/Ophthalmascope | Otoscope/Ophthalmascope | Otoscope/Ophthalmascope | Active | MSH | MSH | MSH | Mt. Sinai FH&W Centre | Vaughan Site | Welch Allyn | 76792-M | 0 | 2012-11-09 | 937.7 | 2013-11-09 | Room# 3215, Vaughan Site, 1600 Bathurst Street. Contact: Rita Marcal, ext.4267
65064 | Otoscope/Ophthalmascope | Otoscope/Ophthalmascope | Otoscope/Ophthalmascope | Active | MSH | MSH | MSH | Mt. Sinai FH&W Centre | Vaughan Site | Welch Allyn | 76792-M | 0 | 2012-11-09 | 937.7 | 2013-11-09 | Room# 3217, Vaughan Site, 1600 Bathurst Street. Contact: Rita Marcal, ext.4267
65065 | Otoscope/Ophthalmascope | Otoscope/Ophthalmascope | Otoscope/Ophthalmascope | Active | MSH | MSH | MSH | Mt. Sinai FH&W Centre | Vaughan Site | Welch Allyn | 76792-M | 0 | 2012-11-09 | 937.7 | 2013-11-09 | Room# 3219, Vaughan Site, 1600 Bathurst Street. Contact: Rita Marcal, ext.4267
65066 | Otoscope/Ophthalmascope | Otoscope/Ophthalmascope | Otoscope/Ophthalmascope | Active | MSH | MSH | MSH | Mt. Sinai FH&W Centre | Vaughan Site | Welch Allyn | 76792-M | 0 | 2012-11-09 | 937.7 | 2013-11-09 | Room# 3247, Vaughan Site, 1600 Bathurst Street. Contact: Rita Marcal, ext.4267
65067 | Otoscope/Ophthalmascope | Otoscope/Ophthalmascope | Otoscope/Ophthalmascope | Active | MSH | MSH | MSH | Mt. Sinai FH&W Centre | Vaughan Site | Welch Allyn | 76792-M | 0 | 2012-11-09 | 937.7 | 2013-11-09 | Room# 3250, Vaughan Site, 1600 Bathurst Street. Contact: Rita Marcal, ext.4267
65068 | Otoscope/Ophthalmascope | Otoscope/Ophthalmascope | Otoscope/Ophthalmascope | Active | MSH | MSH | MSH | Mt. Sinai FH&W Centre | Vaughan Site | Welch Allyn | 76792-M | 0 | 2012-11-09 | 937.7 | 2013-11-09 | Room# 3248, Vaughan Site, 1600 Bathurst Street. Contact: Rita Marcal, ext.4267
65069 | Otoscope/Ophthalmascope | Otoscope/Ophthalmascope | Otoscope/Ophthalmascope | Active | MSH | MSH | MSH | Mt. Sinai FH&W Centre | Vaughan Site | Welch Allyn | 76792-M | 0 | 2012-11-09 | 937.7 | 2013-11-09 | Room# 3251, Vaughan Site, 1600 Bathurst Street. Contact: Rita Marcal, ext.4267
65070 | Thermometers, Electronic | Thermometers | Thermometers, Electronic | Active | MSH | VAUGH | VN | Mt. Sinai FH&W Centre | Vaughn Clinic | Welch Allyn | 690 | 12263482 | 2012-11-09 | 250 | 2013-11-09 | Room# 3222, Vaughan Site, 1600 Bathurst Street. Contact: Rita Marcal, ext.4267
65071 | Thermometers, Electronic | Thermometers | Thermometers, Electronic | Active | MSH | MSH | MSH | Mt. Sinai FH&W Centre | Vaughan Site | Welch Allyn | 690 | 12255446 | 2012-11-09 | 250 | 2013-11-09 | Room# 3224, Vaughan Site, 1600 Bathurst Street. Contact: Rita Marcal, ext.4267
65072 | Thermometers, Electronic | Thermometers | Thermometers, Electronic | Active | MSH | VAUGH | VN | Mt. Sinai FH&W Centre | Vaughn Clinic | Welch Allyn | 690 | 12263293 | 2012-11-09 | 250 | 2013-11-09 | Room# 3226, Vaughan Site, 1600 Bathurst Street. Contact: Rita Marcal, ext.4267
65073 | Thermometers, Electronic | Thermometers | Thermometers, Electronic | Active | MSH | VAUGH | VN | Mt. Sinai FH&W Centre | Vaughn Clinic | Welch Allyn | 690 | 12263283 | 2012-11-09 | 250 | 2013-11-09 | Room# 3228, Vaughan Site, 1600 Bathurst Street. Contact: Rita Marcal, ext.4267
65074 | Thermometers, Electronic | Thermometers | Thermometers, Electronic | Active | MSH | VAUGH | VN | Mt. Sinai FH&W Centre | Vaughn Clinic | Welch Allyn | 690 | 12263287 | 2012-11-09 | 250 | 2013-11-09 | Room# 3230, Vaughan Site, 1600 Bathurst Street. Contact: Rita Marcal, ext.4267
65075 | Thermometers, Electronic | Thermometers | Thermometers, Electronic | Active | MSH | MSH | MSH | Mt. Sinai FH&W Centre | Vaughan Site | Welch Allyn | 690 | 12263290 | 2012-11-09 | 250 | 2013-11-09 | Room# 3231, Vaughan Site, 1600 Bathurst Street. Contact: Rita Marcal, ext.4267
65076 | Thermometers, Electronic | Thermometers | Thermometers, Electronic | Active | MSH | MSH | MSH | Mt. Sinai FH&W Centre | Vaughan Site | Welch Allyn | 690 | 12263284 | 2012-11-09 | 250 | 2013-11-09 | Room# 3229, Vaughan Site, 1600 Bathurst Street. Contact: Rita Marcal, ext.4267
65077 | Thermometers, Electronic | Thermometers | Thermometers, Electronic | Active | MSH | VAUGH | VN | Mt. Sinai FH&W Centre | Vaughn Clinic | Welch Allyn | 690 | 12263468 | 2012-11-09 | 250 | 2013-11-09 | Room# 3225, Vaughan Site, 1600 Bathurst Street. Contact: Rita Marcal, ext.4267
65078 | Thermometers, Electronic | Thermometers | Thermometers, Electronic | Active | MSH | VAUGH | VN | Mt. Sinai FH&W Centre | Vaughn Clinic | Welch Allyn | 690 | 12255439 | 2012-11-09 | 250 | 2013-11-09 | Room# 3223, Vaughan Site, 1600 Bathurst Street. Contact: Rita Marcal, ext.4267
65079 | Thermometers, Electronic | Thermometers | Thermometers, Electronic | Active | MSH | MSH | MSH | Mt. Sinai FH&W Centre | Vaughan Site | Welch Allyn | 690 | 12263286 | 2012-11-09 | 250 | 2013-11-09 | Room# 3216, Vaughan Site, 1600 Bathurst Street. Contact: Rita Marcal, ext.4267
65080 | Thermometers, Electronic | Thermometers | Thermometers, Electronic | Active | MSH | MSH | MSH | Mt. Sinai FH&W Centre | Vaughan Site | Welch Allyn | 690 | 12320654 | 2012-11-09 | 250 | 2013-11-09 | Room# 3214, Vaughan Site, 1600 Bathurst Street. Contact: Rita Marcal, ext.4267
65081 | Thermometers, Electronic | Thermometers | Thermometers, Electronic | Active | MSH | MSH | MSH | Mt. Sinai FH&W Centre | Vaughan Site | Welch Allyn | 690 | 12255450 | 2012-11-09 | 250 | 2013-11-09 | Room# 3210, Vaughan Site, 1600 Bathurst Street. Contact: Rita Marcal, ext.4267
65082 | Thermometers, Electronic | Thermometers | Thermometers, Electronic | Active | MSH | MSH | MSH | Mt. Sinai FH&W Centre | Vaughan Site | Welch Allyn | 690 | 12263475 | 2012-11-09 | 250 | 2013-11-09 | Room# 3208, Vaughan Site, 1600 Bathurst Street. Contact: Rita Marcal, ext.4267
65083 | Thermometers, Electronic | Thermometers | Thermometers, Electronic | Active | MSH | MSH | MSH | Mt. Sinai FH&W Centre | Vaughan Site | Welch Allyn | 690 | 12263471 | 2012-11-09 | 250 | 2013-11-09 | Room# 3209, Vaughan Site, 1600 Bathurst Street. Contact: Rita Marcal, ext.4267
65084 | Thermometers, Electronic | Thermometers | Thermometers, Electronic | Active | MSH | MSH | MSH | Mt. Sinai FH&W Centre | Vaughan Site | Welch Allyn | 690 | 12263280 | 2012-11-09 | 250 | 2013-11-09 | Room# 3211, Vaughan Site, 1600 Bathurst Street. Contact: Rita Marcal, ext.4267
65085 | Thermometers, Electronic | Thermometers | Thermometers, Electronic | Active | MSH | MSH | MSH | Mt. Sinai FH&W Centre | Vaughan Site | Welch Allyn | 690 | 12255463 | 2012-11-09 | 250 | 2013-11-09 | Room# 3215, Vaughan Site, 1600 Bathurst Street. Contact: Rita Marcal, ext.4267
65086 | Thermometers, Electronic | Thermometers | Thermometers, Electronic | Active | MSH | MSH | MSH | Mt. Sinai FH&W Centre | Vaughan Site | Welch Allyn | 690 | 12263467 | 2012-11-09 | 250 | 2013-11-09 | Room# 3217, Vaughan Site, 1600 Bathurst Street. Contact: Rita Marcal, ext.4267
65087 | Thermometers, Electronic | Thermometers | Thermometers, Electronic | Active | MSH | MSH | MSH | Mt. Sinai FH&W Centre | Vaughan Site | Welch Allyn | 690 | 12263282 | 2012-11-09 | 250 | 2013-11-09 | Room# 3219, Vaughan Site, 1600 Bathurst Street. Contact: Rita Marcal, ext.4267
65088 | Thermometers, Electronic | Thermometers | Thermometers, Electronic | Active | MSH | MSH | MSH | Mt. Sinai FH&W Centre | Vaughan Site | Welch Allyn | 690 | 12263459 | 2012-11-09 | 250 | 2013-11-09 | Room# 3247, Vaughan Site, 1600 Bathurst Street. Contact: Rita Marcal, ext.4267
65089 | Thermometers, Electronic | Thermometers | Thermometers, Electronic | Active | MSH | MSH | MSH | Mt. Sinai FH&W Centre | Vaughan Site | Welch Allyn | 690 | 12263291 | 2012-11-09 | 250 | 2013-11-09 | Room# 3250, Vaughan Site, 1600 Bathurst Street. Contact: Rita Marcal, ext.4267
65090 | Thermometers, Electronic | Thermometers | Thermometers, Electronic | Active | MSH | MSH | MSH | Mt. Sinai FH&W Centre | Vaughan Site | Welch Allyn | 690 | 12263278 | 2012-11-09 | 250 | 2013-11-09 | Room# 3248, Vaughan Site, 1600 Bathurst Street. Contact: Rita Marcal, ext.4267
65091 | Thermometers, Electronic | Thermometers | Thermometers, Electronic | Active | MSH | VAUGH | VN | Mt. Sinai FH&W Centre | Vaughn Clinic | Welch Allyn | 690 | 12255437 | 2012-11-09 | 250 | 2013-11-09 | Room# 3251, Vaughan Site, 1600 Bathurst Street. Contact: Rita Marcal, ext.4267
65092 | Aspirators, Emergency | Aspirators | Aspirators, Emergency | Active | MSH | VAUGH | VN | Mt. Sinai FH&W Centre | Vaughn Clinic | LAERDAL MEDICAL CORP | 780010 | 78271297763 | 2012-11-09 | 1201 | 2013-11-09 | Procedure Room, Vaughan Site, 1600 Bathurst Street. Contact: Rita Marcal, ext.4267
65093 | Sphygmomanometers, Aneroid | Sphygmomanometers | Sphygmomanometers, Aneroid | Active | MSH | VAUGH | VN | Mt. Sinai FH&W Centre | Vaughn Clinic | Welch Allyn | 7670-01 | 120711154411 | 2012-11-09 | 199 | 2013-11-09 | Room# 3220, Vaughan Site, 1600 Bathurst Street. Contact: Rita Marcal, ext.4267
65094 | Otoscope/Ophthalmascope | Otoscope/Ophthalmascope | Otoscope/Ophthalmascope | Active | MSH | VAUGH | VN | Mt. Sinai FH&W Centre | Vaughn Clinic | Welch Allyn | 76792-M | 0 | 2012-11-09 | 937.7 | 2013-11-09 | Room# 3220, Vaughan Site, 1600 Bathurst Street. Contact: Rita Marcal, ext.4267
65095 | Thermometers, Electronic | Thermometers | Thermometers, Electronic | Active | MSH | VAUGH | VN | Mt. Sinai FH&W Centre | Vaughn Clinic | Welch Allyn | 690 | 12351176 | 2012-11-09 | 250 | 2013-11-09 | Room# 3220, Vaughan Site, 1600 Bathurst Street. Contact: Rita Marcal, ext.4267
65096 | Scales, Patient, Floor | Scales | Scales, Patient, Floor | Active | MSH | VAUGH | VN | Mt. Sinai FH&W Centre | Vaughn Clinic | HEALTH O METER INC | 597KL | 597T006659 | 2012-11-09 | 5001 | 2013-11-09 | Triage Room, Vaughan Site, 1600 Bathurst Street. Contact: Rita Marcal, ext.4267
65097 | Scales, Patient, Floor | Scales | Scales, Patient, Floor | Active | MSH | MSH | MSH | Mt. Sinai FH&W Centre | Vaughan Site | HEALTH O METER INC | 597KL | 597T006665 | 2012-11-09 | 5001 | 2013-11-09 | Triage Room, Vaughan Site, 1600 Bathurst Street. Contact: Rita Marcal, ext.4267
65098 | Otoscope/Ophthalmascope | Otoscope/Ophthalmascope | Otoscope/Ophthalmascope | Active | MSH | MSH | MSH | Mt. Sinai FH&W Centre | Vaughan Site | Welch Allyn | 76792-M | 0 | 2012-11-09 | 937.7 | 2013-11-09 | Room# 3231, Vaughan Site, 1600 Bathurst Street. Contact: Rita Marcal, ext.4267
65099 | Lights, Examination | Lights | Lights, Examination | Active | MSH | MSH | MSH | Mt. Sinai FH&W Centre | Vaughan Site | Welch Allyn | 488.10 | 0 | 2012-11-09 | 905.6 | 2013-11-09 | Room# 3229, Vaughan Site, 1600 Bathurst Street. Contact: Rita Marcal, ext.4267
65102 | Aspirators, Emergency | Aspirators | Aspirators, Emergency | Active | MSH | MSH | MSH | Respiratory Therapy | Respiratory | LAERDAL MEDICAL CORP | 880020 | PL160731 | 2002-06-09 | 501 | 2003-06-03 11:44
65104 | Thermometers, Electronic, Thermistor/Thermocouple, Patient | Thermometers | Thermometers, Electronic, Thermistor/Thermocouple, Patient | Active | MSH | MSH | 10S | Nursing 10S Geriatrics | 10th Floor - South Side | Cardinal Health Canada Inc | FastTemp | G1114342 | 2012-12-03 | 300 | 2013-12-03
65115 | Transducer, Fetal Monitoring | Transducer | Transducer, Fetal Monitoring | Active | MSH | MSH | MSH | LABOUR/DELIVERY NUW 4 | 7th Flr | Philips Healthcare | M1355-60011 | DE405F8846 | 2012-12-05 | 800 | 2013-03-05
65116 | Transducer, Fetal Monitoring | Transducer | Transducer, Fetal Monitoring | Active | MSH | MSH | MSH | LABOUR/DELIVERY NUW 4 | 7th Flr | Philips Healthcare | M1355-60011 | DE405F8835 | 2012-12-05 | 800 | 2013-03-05
65117 | Infusion Pumps, Patient-Controlled Analgesic | INFUSION PUMPS | Infusion Pumps, Patient-Controlled Analgesic | Active | MSH | MSH | 7 | PACU | PACU | SIMS Deltec Ltd. | 2110 | 1027152 | 2013-02-04 | 5095 | 2017-03-31 | Man. Date: 2012-06
65118 | Infusion Pumps, Patient-Controlled Analgesic | INFUSION PUMPS | Infusion Pumps, Patient-Controlled Analgesic | Active | MSH | MSH | 7 | PACU | PACU | SIMS Deltec Ltd. | 2110 | 1027140 | 2013-02-04 | 5095 | 2017-03-31 | Man. Date: 2012-06
65119 | Infusion Pumps, Patient-Controlled Analgesic | INFUSION PUMPS | Infusion Pumps, Patient-Controlled Analgesic | Active | MSH | MSH | 5 | PACU | PACU | SIMS Deltec Ltd. | 2110 | 1027145 | 2013-02-04 | 5095 | 2017-03-31 | Man. Date: 2012-06
65120 | Infusion Pumps, Patient-Controlled Analgesic | INFUSION PUMPS | Infusion Pumps, Patient-Controlled Analgesic | Active | MSH | MSH | 7 | PACU | PACU | SIMS Deltec Ltd. | 2110 | 1027146 | 2013-02-04 | 5095 | 2017-03-31 | Man. Date: 2012-06
65121 | Infusion Pumps, Patient-Controlled Analgesic | INFUSION PUMPS | Infusion Pumps, Patient-Controlled Analgesic | Active | MSH | MSH | 7 | PACU | PACU | SIMS Deltec Ltd. | 2110 | 1027143 | 2013-02-04 | 5095 | 2017-03-31 | Man. Date: 2012-06
65122 | Infusion Pumps, Patient-Controlled Analgesic | INFUSION PUMPS | Infusion Pumps, Patient-Controlled Analgesic | Active | MSH | MSH | 7 | PACU | PACU | SIMS Deltec Ltd. | 2110 | 1027135 | 2013-02-04 | 5095 | 2017-03-31 | Man. Date: 2012-06
65123 | Infusion Pumps, Patient-Controlled Analgesic | INFUSION PUMPS | Infusion Pumps, Patient-Controlled Analgesic | Active | MSH | MSH | 7 | PACU | PACU | SIMS Deltec Ltd. | 2110 | 1027150 | 2013-02-04 | 5095 | 2017-03-31 | Man. Date: 2012-06
65124 | Infusion Pumps, Patient-Controlled Analgesic | INFUSION PUMPS | Infusion Pumps, Patient-Controlled Analgesic | Active | MSH | MSH | 7 | PACU | PACU | SIMS Deltec Ltd. | 2110 | 1027138 | 2013-02-04 | 5095 | 2017-03-31 | Man. Date: 2012-06 Nov 2017- Emily Roberts - requested to upload a different Library (due to shortage of pumps)
65125 | Infusion Pumps, Patient-Controlled Analgesic | INFUSION PUMPS | Infusion Pumps, Patient-Controlled Analgesic | Active | MSH | MSH | 7 | PACU | PACU | SIMS Deltec Ltd. | 2110 | 1027130 | 2013-02-04 | 5095 | 2017-03-31 | Man. Date: 2012-06. Sept 26, 2016-4 pumps have Libarry- APS IV KETAMINE- 65151, 65157, 65130, and 65125
65126 | Infusion Pumps, Patient-Controlled Analgesic | INFUSION PUMPS | Infusion Pumps, Patient-Controlled Analgesic | Active | MSH | MSH | 7 | PACU | PACU | SIMS Deltec Ltd. | 2110 | 1027129 | 2013-02-04 | 5095 | 2017-03-31 | Man. Date: 2012-06.
65127 | Infusion Pumps, Patient-Controlled Analgesic | INFUSION PUMPS | Infusion Pumps, Patient-Controlled Analgesic | Active | MSH | MSH | 7 | PACU | PACU | SIMS Deltec Ltd. | 2110 | 1027137 | 2013-02-04 | 5095 | 2017-03-31 | Man. Date: 2012-06
65128 | Infusion Pumps, Patient-Controlled Analgesic | INFUSION PUMPS | Infusion Pumps, Patient-Controlled Analgesic | Active | MSH | MSH | 7 | PACU | PACU | SIMS Deltec Ltd. | 2110 | 1027132 | 2013-02-04 | 5095 | 2017-03-31 | Man. Date: 2012-06 Contact Emily from Pall Care to get pumps x7734
65129 | Infusion Pumps, Patient-Controlled Analgesic | INFUSION PUMPS | Infusion Pumps, Patient-Controlled Analgesic | Active | MSH | MSH | 7 | PACU | PACU | SIMS Deltec Ltd. | 2110 | 1027158 | 2013-02-04 | 5095 | 2017-03-31 | Man. Date: 2012-06
65130 | Infusion Pumps, Patient-Controlled Analgesic | INFUSION PUMPS | Infusion Pumps, Patient-Controlled Analgesic | Active | MSH | MSH | 7 | PACU | PACU | SIMS Deltec Ltd. | 2110 | 1027155 | 2013-02-04 | 5095 | 2017-03-31 | Man. Date: 2012-06. Sept 26, 2016-4 pumps have Libarry- APS IV KETAMINE- 65151, 65157, 65130, and 65125
65131 | Infusion Pumps, Patient-Controlled Analgesic | INFUSION PUMPS | Infusion Pumps, Patient-Controlled Analgesic | Active | MSH | MSH | 7 | PACU | PACU | SIMS Deltec Ltd. | 2110 | 1027159 | 2013-02-04 | 5095 | 2017-03-31 | Man. Date: 2012-06
65132 | Infusion Pumps, Patient-Controlled Analgesic | INFUSION PUMPS | Infusion Pumps, Patient-Controlled Analgesic | Active | MSH | MSH | 7 | PACU | PACU | SIMS Deltec Ltd. | 2110 | 1027149 | 2013-02-04 | 5095 | 2017-03-31 | Man. Date: 2012-06
65133 | Infusion Pumps, Patient-Controlled Analgesic | INFUSION PUMPS | Infusion Pumps, Patient-Controlled Analgesic | Active | MSH | MSH | 7 | PACU | PACU | SIMS Deltec Ltd. | 2110 | 1027131 | 2013-02-04 | 5095 | 2017-03-31 | Man. Date: 2012-06
65134 | Infusion Pumps, Patient-Controlled Analgesic | INFUSION PUMPS | Infusion Pumps, Patient-Controlled Analgesic | Active | MSH | MSH | 7 | PACU | PACU | SIMS Deltec Ltd. | 2110 | 1027139 | 2013-02-04 | 5095 | 2017-03-31 | Man. Date: 2012-06
65135 | Infusion Pumps, Patient-Controlled Analgesic | INFUSION PUMPS | Infusion Pumps, Patient-Controlled Analgesic | Active | MSH | MSH | 7 | PACU | PACU | SIMS Deltec Ltd. | 2110 | 1028021 | 2013-02-04 | 5095 | 2017-03-31 | Man. Date: 2012-06
65136 | Infusion Pumps, Patient-Controlled Analgesic | INFUSION PUMPS | Infusion Pumps, Patient-Controlled Analgesic | Active | MSH | MSH | 5 | PACU | PACU | SIMS Deltec Ltd. | 2110 | 1028025 | 2013-02-04 | 5095 | 2017-03-31 | Man. Date: 2012-06
65140 | Thermometers, Electronic, Thermistor/Thermocouple, Patient | Thermometers | Thermometers, Electronic, Thermistor/Thermocouple, Patient | Active | MSH | MSH | 17U | Mother & Baby | PNAC | Cardinal Health Canada Inc | FastTemp | G0819607 | 2012-12-12 | 300 | 2013-12-12
65142 | Ultrasound Therapy Systems | Ultrasound Therapy Systems | Ultrasound Therapy Systems | Active | MSH | MSH | MSH | Rheumatology | Rheumatology, 60 Murray | Esaote Europe BV | 101620000 | 00228 | 2012-09-05 | 35001 | 2013-09-05 | Trial & training unit,it will stay until 12/21/2012. Contact: Mike Mercer, 905.702.3053
65143 | Thermometers, Electronic, Infrared | Thermometers | Thermometers, Electronic, Infrared | Active | MSH | MSH | 14S | Nursing 14S Medicine |  | Cardinal Health Canada Inc | Genius 2 | G0912553 | 2009-02-01 | 249 | 2010-02-01
65144 | Power Supplies | Power Supplies | Power Supplies | Active | MSH | MSH | 15U | Obstetrical Suite (L&D) | L&D | Hospira | 13075-04-09 | 65144 | 2012-12-21 | 501 | 2013-12-21 | Hospira Field Correction - no charge replacement. Replaces docking station . Battery: Li
65145 | Sphygmomanometers, Aneroid | Sphygmomanometers | Sphygmomanometers, Aneroid | Active | MSH | MSH | 16M | Mother & Baby | M&B | Welch Allyn | 111-7670-03 | 111212131337 | 2012-12-27 | 320 | 2013-12-27 | Replaced mercury unit
65148 | Infusion Pumps, Patient-Controlled Analgesic | INFUSION PUMPS | Infusion Pumps, Patient-Controlled Analgesic | Active | MSH | MSH | 7 | PACU | PACU | SIMS Deltec Ltd. | 2110 | 1027133 | 2013-02-04 | 5095 | 2017-03-31 | Man. Date: 2012-06
65149 | Infusion Pumps, Patient-Controlled Analgesic | INFUSION PUMPS | Infusion Pumps, Patient-Controlled Analgesic | Active | MSH | MSH | 7 | PACU | PACU | SIMS Deltec Ltd. | 2110 | 1027136 | 2013-02-04 | 5095 | 2017-03-31 | Man. Date: 2012-06
65150 | Infusion Pumps, Patient-Controlled Analgesic | INFUSION PUMPS | Infusion Pumps, Patient-Controlled Analgesic | Active | MSH | MSH | 7 | PACU | PACU | SIMS Deltec Ltd. | 2110 | 1027141 | 2013-02-04 | 5095 | 2017-03-31 | Man. Date: 2012-06
65152 | Infusion Pumps, Patient-Controlled Analgesic | INFUSION PUMPS | Infusion Pumps, Patient-Controlled Analgesic | Active | MSH | MSH | 7 | PACU | PACU | SIMS Deltec Ltd. | 2110 | 1027153 | 2013-02-04 | 5095 | 2017-03-31 | Man. Date: 2012-06
65153 | Infusion Pumps, Patient-Controlled Analgesic | INFUSION PUMPS | Infusion Pumps, Patient-Controlled Analgesic | Active | MSH | MSH | 7 | PACU | PACU | SIMS Deltec Ltd. | 2110 | 1027154 | 2013-02-04 | 5095 | 2017-03-31 | Man. Date: 2012-06
65154 | Infusion Pumps, Patient-Controlled Analgesic | INFUSION PUMPS | Infusion Pumps, Patient-Controlled Analgesic | Active | MSH | MSH | 7 | PACU | PACU | SIMS Deltec Ltd. | 2110 | 1027156 | 2013-02-04 | 5095 | 2017-03-31 | Man. Date: 2012-06
65155 | Infusion Pumps, Patient-Controlled Analgesic | INFUSION PUMPS | Infusion Pumps, Patient-Controlled Analgesic | Active | MSH | MSH | 7 | PACU | PACU | SIMS Deltec Ltd. | 2110 | 1027157 | 2013-02-04 | 5095 | 2017-03-31 | Man. Date: 2012-06 Contact Emily from Pall Care to get pumps x7734
65156 | Infusion Pumps, Patient-Controlled Analgesic | INFUSION PUMPS | Infusion Pumps, Patient-Controlled Analgesic | Active | MSH | MSH | 7 | PACU | PACU | SIMS Deltec Ltd. | 2110 | 1028014 | 2013-02-04 | 5095 | 2017-03-31 | Man. Date: 2012-06
65157 | Infusion Pumps, Patient-Controlled Analgesic | INFUSION PUMPS | Infusion Pumps, Patient-Controlled Analgesic | Active | MSH | MSH | 7 | PACU | PACU | SIMS Deltec Ltd. | 2110 | 1028017 | 2013-02-04 | 5095 | 2017-03-31 | Man. Date: 2012-06. Sept 26, 2016-4 pumps have Libarry- APS IV KETAMINE- 65151, 65157, 65130, and 65125
65158 | Infusion Pumps, Patient-Controlled Analgesic | INFUSION PUMPS | Infusion Pumps, Patient-Controlled Analgesic | Active | MSH | MSH | 7 | PACU | PACU | SIMS Deltec Ltd. | 2110 | 1028018 | 2013-02-04 | 5095 | 2017-03-31 | Man. Date: 2012-06 Contact Emily from Pall Care to get pumps x7734
65159 | Infusion Pumps, Patient-Controlled Analgesic | INFUSION PUMPS | Infusion Pumps, Patient-Controlled Analgesic | Active | MSH | MSH | 7 | PACU | PACU | SIMS Deltec Ltd. | 2110 | 1028023 | 2013-02-04 | 5095 | 2017-03-31 | Man. Date: 2012-06
65161 | Power Supplies | Power Supplies | Power Supplies | Active | MSH | MSH | 15U | Obstetrical Suite (L&D) | L&D | Hospira | 13075-04-09 | 65161 | 2013-01-03 | 501 | 2014-01-03 | Hospira Field Correction - no charge replacement. Replaces docking station 52533. Battery: Li
65162 | Infusion Pumps, Patient-Controlled Analgesic | INFUSION PUMPS | Infusion Pumps, Patient-Controlled Analgesic | Active | MSH | MSH | 7 | PACU | PACU | SIMS Deltec Ltd. | 2110 | 1028015 | 2013-02-04 | 5095 | 2017-03-31 | Man. Date: 2012-06
65163 | Infusion Pumps, Patient-Controlled Analgesic | INFUSION PUMPS | Infusion Pumps, Patient-Controlled Analgesic | Active | MSH | MSH | 7 | PACU | PACU | SIMS Deltec Ltd. | 2110 | 1028016 | 2013-02-04 | 5095 | 2017-03-31 | Man. Date: 2012-06
65164 | Infusion Pumps, Patient-Controlled Analgesic | INFUSION PUMPS | Infusion Pumps, Patient-Controlled Analgesic | Active | MSH | MSH | 7 | PACU | PACU | SIMS Deltec Ltd. | 2110 | 1028019 | 2013-02-04 | 5095 | 2017-03-31 | Man. Date: 2012-06
65166 | Infusion Pumps, Patient-Controlled Analgesic | INFUSION PUMPS | Infusion Pumps, Patient-Controlled Analgesic | Active | MSH | MSH | 7 | PACU | PACU | SIMS Deltec Ltd. | 2110 | 1028022 | 2013-02-04 | 5095 | 2017-03-31 | Man. Date: 2012-06
65167 | Infusion Pumps, Patient-Controlled Analgesic | INFUSION PUMPS | Infusion Pumps, Patient-Controlled Analgesic | Active | MSH | MSH | 7 | PACU | PACU | SIMS Deltec Ltd. | 2110 | 1028024 | 2013-02-04 | 5095 | 2017-03-31 | Man. Date: 2012-06 Contact Emily from Pall Care to get pumps x7734
65168 | Infusion Pumps, Patient-Controlled Analgesic | INFUSION PUMPS | Infusion Pumps, Patient-Controlled Analgesic | Active | MSH | MSH | 7 | PACU | PACU | SIMS Deltec Ltd. | 2110 | 1028026 | 2013-02-04 | 5095 | 2017-03-31 | Man. Date: 2012-06
65169 | Infusion Pumps, Patient-Controlled Analgesic | INFUSION PUMPS | Infusion Pumps, Patient-Controlled Analgesic | Active | MSH | MSH | 5 | PACU | Palliative care | SIMS Deltec Ltd. | 2110 | 1028027 | 2013-02-04 | 5095 | 2017-03-31 | Man. Date: 2012-06 Contact Emily from Pall Care to get pumps x7734
65170 | Infusion Pumps, Patient-Controlled Analgesic | INFUSION PUMPS | Infusion Pumps, Patient-Controlled Analgesic | Active | MSH | MSH | 7 | PACU | PACU | SIMS Deltec Ltd. | 2110 | 1028028 | 2013-02-04 | 5095 | 2017-03-31 | Man. Date: 2012-06
65171 | Infusion Pumps, Patient-Controlled Analgesic | INFUSION PUMPS | Infusion Pumps, Patient-Controlled Analgesic | Active | MSH | MSH | 7 | PACU | PACU | SIMS Deltec Ltd. | 2110 | 1028029 | 2013-02-04 | 5095 | 2017-03-31 | Man. Date: 2012-06 Nov 2017- Emily requested to upload a different library ( due to shortage of pumps).
65172 | Infusion Pumps, Patient-Controlled Analgesic | INFUSION PUMPS | Infusion Pumps, Patient-Controlled Analgesic | Active | MSH | MSH | 7 | PACU | PACU | SIMS Deltec Ltd. | 2110 | 1028030 | 2013-02-04 | 5095 | 2017-03-31 | Man. Date: 2012-06
65179 | TRANSCUTANEOUS MONITORS | TRANSCUTANEOUS MONITORS | TRANSCUTANEOUS MONITORS | Active | MSH | MSH | MSH | NICU | NICU 17th | RADIOMETER AMERICA INC | TCM4 | EXT391-880R0106N019 | 2013-01-08 | 0 | 2014-01-08
65180 | Pasteuriser | Pasteuriser | Pasteuriser | Active | MSH | MSH | MSH | Obstetrical Suite (L&D) | 18th floor Milk Bank | Serifeed-Medicare | S180 | A011679 | 2013-01-11 | 5001 | 2014-01-11 | with Cap Sealing Model# ICS-600H serial number 6583
65191 | VPAP W/Humidifer | VPAP W/Humidifer | VPAP W/Humidifer | Active | MSH | MSH | 1 | Respiratory Therapy | Room# 141 | Resmed | S9- H5i | 23121888332 | 2013-01-24 | 7329 | 2014-01-24 | With H5i sn# 22121631712
65194 | Microscopes, Light, Examination | Microscopes | Microscopes, Light, Examination | Active | MSH | MSH | 7 | SURGICAL SUITE (COMBINED WITH CYSTO) | 7th Floor | LEICA CANADA INC. | M525/F50 | 090113002 | 2013-02-01 | 154000 | 2014-02-01 | M525 optics + F50 floorstand(sn.080113001). Unit comes with 1 x Biomed training
65198 | Sphygmomanometers, Aneroid | Sphygmomanometers | Sphygmomanometers, Aneroid | Active | MSH | MSH | MSH | Nursing 14S Medicine | Antenatal | Welch Allyn | 111-7670-01 | 111114131632 | 2013-01-29 | 199 | 2014-01-29 13:55 | Room# 15-350-A
65199 | Sphygmomanometers, Aneroid | Sphygmomanometers | Sphygmomanometers, Aneroid | Active | MSH | MSH | MSH | Nursing 14S Medicine | 15 MURRAY | Welch Allyn | 111-7670-01 | 111114133810 | 2013-01-29 | 199 | 2014-01-29 13:55 | Room# 15-322-B
65200 | Sphygmomanometers, Aneroid | Sphygmomanometers | Sphygmomanometers, Aneroid | Active | MSH | MSH | MSH | Nursing 14S Medicine | 15 MURRAY | Welch Allyn | 111-7670-01 | 111114134804 | 2013-01-29 | 199 | 2014-01-29 13:55 | Room# 15-370-A
65201 | Sphygmomanometers, Aneroid | Sphygmomanometers | Sphygmomanometers, Aneroid | Active | MSH | MSH | MSH | Nursing 14S Medicine | 15 MURRAY | Welch Allyn | 111-7670-01 | 111115125656 | 2013-01-29 | 199 | 2014-01-29 13:55 | Room# 15-322-A
65202 | Sphygmomanometers, Aneroid | Sphygmomanometers | Sphygmomanometers, Aneroid | Active | MSH | MSH | MSH | Nursing 14S Medicine | 15 MURRAY | Welch Allyn | 111-7670-01 | 111107214506 | 2013-01-29 | 199 | 2014-01-29 13:55 | Room# 15-314
65203 | Sphygmomanometers, Aneroid | Sphygmomanometers | Sphygmomanometers, Aneroid | Active | MSH | MSH | MSH | Nursing 14S Medicine | Antenatal | Welch Allyn | 111-7670-01 | 111115130252 | 2013-01-29 | 199 | 2014-01-29 13:55 | sn.111115152948 is out of service, 2015.02.03.
65204 | Sphygmomanometers, Aneroid | Sphygmomanometers | Sphygmomanometers, Aneroid | Active | MSH | MSH | 14S | Nursing 14S Medicine |  | Welch Allyn | 111-7670-01 | 111115121520 | 2013-01-29 | 199 | 2014-01-29 13:55 | Room# 15-367-A
65205 | Sphygmomanometers, Aneroid | Sphygmomanometers | Sphygmomanometers, Aneroid | Active | MSH | MSH | MSH | Nursing 14S Medicine | Antenatal | Welch Allyn | 111-7670-01 | 111115154212 | 2013-01-29 | 199 | 2014-01-29 13:55
65206 | Sphygmomanometers, Aneroid | Sphygmomanometers | Sphygmomanometers, Aneroid | Active | MSH | MSH | 15U | Obstetrical Suite (L&D) | L&D | Welch Allyn | 111-7670-01 | 111114134551 | 2013-01-29 | 199 | 2014-01-29 13:55
65207 | Sphygmomanometers, Aneroid | Sphygmomanometers | Sphygmomanometers, Aneroid | Active | MSH | MSH | 14S | Nursing 14S Medicine |  | Welch Allyn | 111-7670-01 | 111115131935 | 2013-01-29 | 199 | 2014-01-29 13:55 | Room# 15-370-B
65208 | Sphygmomanometers, Aneroid | Sphygmomanometers | Sphygmomanometers, Aneroid | Active | MSH | MSH | MSH | Nursing 14S Medicine | 15 MURRAY | Welch Allyn | 111-7670-01 | 111115132434 | 2013-01-29 | 199 | 2014-01-29 13:55 | Room# 15-304
65209 | Sphygmomanometers, Aneroid | Sphygmomanometers | Sphygmomanometers, Aneroid | Active | MSH | MSH | MSH | Nursing 14S Medicine | Antenatal | Welch Allyn | 111-7670-02 | 111114135102 | 2013-01-29 | 199 | 2014-01-29 13:55 | Room# 15-325
65210 | Sphygmomanometers, Aneroid | Sphygmomanometers | Sphygmomanometers, Aneroid | Active | MSH | MSH | 15U | Obstetrical Suite (L&D) | ODU | Welch Allyn | 111-7670-02 | 111114132150 | 2013-01-29 | 199 | 2014-01-29 13:55
65211 | Sphygmomanometers, Aneroid | Sphygmomanometers | Sphygmomanometers, Aneroid | Active | MSH | MSH | MSH | Nursing 14S Medicine | Antenatal | Welch Allyn | 111-7670-02 | 111114113826 | 2013-01-29 | 199 | 2014-01-29 13:55 | Room# 15-319-A
65212 | Sphygmomanometers, Aneroid | Sphygmomanometers | Sphygmomanometers, Aneroid | Active | MSH | MSH | MSH | Nursing 14S Medicine | Antenatal | Welch Allyn | 111-7670-02 | 111114110239 | 2013-01-29 | 199 | 2014-01-29 13:55 | Room# 15-328
65213 | Sphygmomanometers, Aneroid | Sphygmomanometers | Sphygmomanometers, Aneroid | Active | MSH | MSH | 15U | Obstetrical Suite (L&D) | L&D | Welch Allyn | 111-7670-02 | 111115182141 | 2013-01-29 | 199 | 2014-01-29 13:55
65214 | Sphygmomanometers, Aneroid | Sphygmomanometers | Sphygmomanometers, Aneroid | Active | MSH | MSH | 14S | Nursing 14S Medicine |  | Welch Allyn | 111-7670-02 | 111114132843 | 2013-01-29 | 199 | 2014-01-29 13:55 | Room# 15-311
65215 | Sphygmomanometers, Aneroid | Sphygmomanometers | Sphygmomanometers, Aneroid | Active | MSH | MSH | MSH | Nursing 14S Medicine | 15 MURRAY | Welch Allyn | 111-7670-01 | 111115131154 | 2013-01-29 | 199 | 2014-01-29 13:55 | Room# 15-353-A
65216 | Sphygmomanometers, Aneroid | Sphygmomanometers | Sphygmomanometers, Aneroid | Active | MSH | MSH | MSH | Nursing 14S Medicine | 15 MURRAY | Welch Allyn | 111-7670-01 | 111115125842 | 2013-01-29 | 199 | 2014-01-29 13:55 | Room# 15-308-Outside
65217 | Sphygmomanometers, Aneroid | Sphygmomanometers | Sphygmomanometers, Aneroid | Active | MSH | MSH | 14S | Nursing 14S Medicine |  | Welch Allyn | 111-7670-01 | 111114133045 | 2013-01-29 | 199 | 2014-01-29 13:55 | Room# 15-307
65218 | Sphygmomanometers, Aneroid | Sphygmomanometers | Sphygmomanometers, Aneroid | Active | MSH | MSH | 14S | Nursing 14S Medicine |  | Welch Allyn | 111-7670-01 | 111115132643 | 2013-01-29 | 199 | 2014-01-29 13:55 | Room# 15-310
65219 | Sphygmomanometers, Aneroid | Sphygmomanometers | Sphygmomanometers, Aneroid | Active | MSH | MSH | MSH | Nursing 14S Medicine | 15 MURRAY | Welch Allyn | 111-7670-01 | 111115155133 | 2013-01-29 | 199 | 2014-01-29 13:55 | Room# 15-323
65220 | Sphygmomanometers, Aneroid | Sphygmomanometers | Sphygmomanometers, Aneroid | Active | MSH | MSH | MSH | Nursing 14S Medicine | 15 MURRAY | Welch Allyn | 111-7670-01 | 111115131309 | 2013-01-29 | 199 | 2014-01-29 13:55 | Room# 15-305
65221 | Sphygmomanometers, Aneroid | Sphygmomanometers | Sphygmomanometers, Aneroid | Active | MSH | MSH | 15U | Obstetrical Suite (L&D) | L&D | Welch Allyn | 111-7670-01 | 111115130147 | 2013-01-29 | 199 | 2014-01-29 13:55
65222 | Sphygmomanometers, Aneroid | Sphygmomanometers | Sphygmomanometers, Aneroid | Active | MSH | MSH | MSH | Nursing 14S Medicine | 15 MURRAY | Welch Allyn | 111-7670-01 | 111115122616 | 2013-01-29 | 199 | 2014-01-29 13:55 | Room# 15-317
65225 | Thermometers, Electronic, Thermistor/Thermocouple, Patient | Thermometers | Thermometers, Electronic, Thermistor/Thermocouple, Patient | Active | MSH | MSH | MSH | Nursing 14N Surgery | 14 North | Cardinal Health Canada Inc | FastTemp | G1113303 | 2012-01-30 | 300 | 2014-01-30 | Room# 15-308
65226 | Thermometers, Electronic, Thermistor/Thermocouple, Patient | Thermometers | Thermometers, Electronic, Thermistor/Thermocouple, Patient | Active | MSH | MSH | 14S | Nursing 14S Medicine |  | Cardinal Health Canada Inc | FastTemp | G1212528 | 2013-01-30 | 300 | 2014-01-30 | Room# 15-311
65229 | Thermometers, Electronic, Thermistor/Thermocouple, Patient | Thermometers | Thermometers, Electronic, Thermistor/Thermocouple, Patient | Active | MSH | MSH | 14S | Nursing 14S Medicine |  | Cardinal Health Canada Inc | FastTemp | G1114310 | 2013-01-30 | 300 | 2014-01-30 | Room# 15-328
65230 | Thermometers, Electronic, Thermistor/Thermocouple, Patient | Thermometers | Thermometers, Electronic, Thermistor/Thermocouple, Patient | Active | MSH | MSH | MSH | Nursing 14S Medicine | 15 MURRAY | Cardinal Health Canada Inc | FastTemp | G1113391 | 2013-01-30 | 300 | 2014-01-30 | Room# 15-315
65231 | Thermometers, Electronic, Thermistor/Thermocouple, Patient | Thermometers | Thermometers, Electronic, Thermistor/Thermocouple, Patient | Active | MSH | MSH | MSH | Nursing 14N Surgery | 14 North | Cardinal Health Canada Inc | FastTemp | G0416753 | 2013-01-30 | 300 | 2014-01-30 | Room# 15-304
65232 | Thermometers, Electronic, Thermistor/Thermocouple, Patient | Thermometers | Thermometers, Electronic, Thermistor/Thermocouple, Patient | Active | MSH | MSH | MSH | Nursing 14S Medicine | 15 MURRAY | Cardinal Health Canada Inc | FastTemp | G1114323 | 2013-01-30 | 300 | 2014-01-30 | Room# 15-354-A
65233 | Thermometers, Electronic, Thermistor/Thermocouple, Patient | Thermometers | Thermometers, Electronic, Thermistor/Thermocouple, Patient | Active | MSH | MSH | MSH | Nursing 14S Medicine | 15 MURRAY | Cardinal Health Canada Inc | FastTemp | G1114387 | 2013-01-30 | 300 | 2014-01-30 | Room# 15-314
65234 | Thermometers, Electronic, Thermistor/Thermocouple, Patient | Thermometers | Thermometers, Electronic, Thermistor/Thermocouple, Patient | Active | MSH | MSH | 14S | Nursing 14S Medicine |  | Cardinal Health Canada Inc | FastTemp | G1114385 | 2013-01-30 | 300 | 2014-01-30
65237 | Thermometers, Electronic, Thermistor/Thermocouple, Patient | Thermometers | Thermometers, Electronic, Thermistor/Thermocouple, Patient | Active | MSH | MSH | MSH | Nursing 14S Medicine | 15 MURRAY | Cardinal Health Canada Inc | FastTemp | G1114345 | 2013-01-30 | 300 | 2014-01-30 | Room# 15-353-A
65240 | Thermometers, Electronic, Thermistor/Thermocouple, Patient | Thermometers | Thermometers, Electronic, Thermistor/Thermocouple, Patient | Active | MSH | MSH | MSH | Nursing 14S Medicine | 15 MURRAY | Cardinal Health Canada Inc | FastTemp | G1114402 | 2013-01-30 | 300 | 2014-01-30 | Room# 15-305
65241 | Thermometers, Electronic, Thermistor/Thermocouple, Patient | Thermometers | Thermometers, Electronic, Thermistor/Thermocouple, Patient | Active | MSH | MSH | MSH | Nursing 14S Medicine | 15 MURRAY | Cardinal Health Canada Inc | FastTemp | G1114381 | 2013-01-30 | 300 | 2014-01-30 | Room# 15-323
65245 | Thermometers, Electronic, Thermistor/Thermocouple, Patient | Thermometers | Thermometers, Electronic, Thermistor/Thermocouple, Patient | Active | MSH | MSH | MSH | Nursing 14S Medicine | 15 MURRAY | Cardinal Health Canada Inc | FastTemp | G1113363 | 2013-01-30 | 300 | 2014-01-30 | Room# 15-319-A
65249 | Thermometers, Electronic, Thermistor/Thermocouple, Patient | Thermometers | Thermometers, Electronic, Thermistor/Thermocouple, Patient | Active | MSH | MSH | MSH | Nursing 14S Medicine | 15 MURRAY | Cardinal Health Canada Inc | FastTemp | G1113474 | 2013-01-30 | 300 | 2014-01-30 | Room# 15-325
65250 | Endoscopes | Endoscopes | Endoscopes | Active | MSH | MSH | 3 | Emergency | Emergency | PENTAX PRECISION INSTRUMENT CORP | FNL-10RBS | G113679 | 2013-01-31 | 4865 | 2014-01-31 08:37 | Scope comes with Detachable Fiber Optic Light Source with Lithium Battery BS-LB1 with price tag $800.
65251 | Access Point | Network Equipment | Access Point | Active | MSH | MSH | 1 | Biomedical Engineering | Biomedical Eng. | Philips Healthcare | ITS4852A | US12303733 | 2012-03-21 | 1180 | 2013-03-21 15:55 | Telemetry Wireless System. Location: AP7M05.
65252 | Access Point | Network Equipment | Access Point | Active | MSH | MSH | 1 | Biomedical Engineering | Biomedical Eng. | Philips Healthcare | ITS4852A | US12303733 | 2012-03-21 | 1180 | 2013-03-21 15:55 | Telemetry Wireless System. Location: AP7M05.
65253 | Access Point | Network Equipment | Access Point | Active | MSH | MSH | 1 | Biomedical Engineering | Biomedical Eng. | Philips Healthcare | ITS4852A | US12303733 | 2012-03-21 | 1180 | 2013-03-21 15:55 | Telemetry Wireless System. Location: AP7M05.
65259 | Control Unit | Control Unit | Control Unit | Active | MSH | MSH | 7 | SURGICAL SUITE (COMBINED WITH CYSTO) | O.R | W&H Dentalwerk Burmoos GMBH | SI-915 ref 00900102 | 01149 | 2013-02-05 | 3500 | 2014-02-05 12:45 | Unit is located in POD3. Unit was in OR for a long time till it was entered into database.
65262 | Ventilators, Intensive Care, Neonatal/Pediatric | Ventilators | Ventilators, Intensive Care, Neonatal/Pediatric | Active | MSH | MSH | MSH | Respiratory Therapy | NICU 17th Floor | Draeger Medical Canada | Babylog VN500 | ASEA-0041 | 2013-02-08 | 60001 | 2014-02-08 | With Monitor Infinity C500 SN# TAPP-620170. PS500 date: April.2015
65263 | Ventilators, Intensive Care, Neonatal/Pediatric | Ventilators | Ventilators, Intensive Care, Neonatal/Pediatric | Active | MSH | MSH | MSH | Respiratory Therapy | NICU 17th Floor | Draeger Medical Canada | Babylog VN500 | ASEA-0040 | 2013-02-08 | 60001 | 2014-02-08 | With Monitor Infinity C500 SN # TAPP-620966. PS500 battery: September.2015
65264 | Ventilators, Intensive Care, Neonatal/Pediatric | Ventilators | Ventilators, Intensive Care, Neonatal/Pediatric | Active | MSH | MSH | MSH | Respiratory Therapy | MSH-600 Uni-17-217 | Draeger Medical Canada | Babylog VN500 | ASEA-0039 | 2013-02-08 | 60001 | 2014-02-08 | With Monitor Infinity C500 SN # TPAA-620193. PS500 installed, Sep.2015. 2-year PM: Feb.2016. replace AIR filter next time!
65265 | Pulse CO-Oximeter | Pulse CO-Oximeter | Pulse CO-Oximeter | Active | MSH | MSH | MSH | NICU | NICU 17th Floor | MASIMO | Radical-7 | Q09010 | 2013-02-08 | 5001 | 2014-02-08 | WITH RDS-1 SN# 183748
65266 | Pulse CO-Oximeter | Pulse CO-Oximeter | Pulse CO-Oximeter | Active | MSH | MSH | MSH | NICU | NICU17th Floor | MASIMO | Radical-7 | Q06109 | 2013-02-08 | 5001 | 2014-02-08 | WITH RDS-1 SN# 182999
65267 | Pulse CO-Oximeter | Pulse CO-Oximeter | Pulse CO-Oximeter | Active | MSH | MSH | MSH | NICU | NICU 17th Floor | MASIMO | Radical-7 | Q08973 | 2013-02-08 | 5001 | 2014-02-08 | WITH RDS-1 SN# 183056
65268 | Sphygmomanometers, Aneroid | Sphygmomanometers | Sphygmomanometers, Aneroid | Active | MSH | MSH | MSH | Nursing 14S Medicine | Antenatal | Welch Allyn | 111-7670-01 | 111115154338 | 2013-01-29 | 199 | 2014-01-29 13:55 | Room# 15-353-B
65269 | Sphygmomanometers, Aneroid | Sphygmomanometers | Sphygmomanometers, Aneroid | Active | MSH | MSH | 15U | Obstetrical Suite (L&D) | ODU | Welch Allyn | 111-7670-01 | 111114132048 | 2013-01-29 | 199 | 2014-01-29 13:55
65270 | Sphygmomanometers, Aneroid | Sphygmomanometers | Sphygmomanometers, Aneroid | Active | MSH | MSH | 15U | Obstetrical Suite (L&D) | ODU | Welch Allyn | 111-7670-01 | 111114132409 | 2013-01-29 | 199 | 2014-01-29 13:55
65271 | Sphygmomanometers, Aneroid | Sphygmomanometers | Sphygmomanometers, Aneroid | Active | MSH | MSH | MSH | Nursing 14S Medicine | Antenatal | Welch Allyn | 111-7670-01 | 111115145148 | 2013-01-29 | 199 | 2014-01-29 13:55 | Room# 15-359
65272 | Sphygmomanometers, Aneroid | Sphygmomanometers | Sphygmomanometers, Aneroid | Active | MSH | MSH | MSH | Nursing 14S Medicine | Antenatal | Welch Allyn | 111-7670-01 | 111107222311 | 2013-01-29 | 199 | 2014-01-29 13:55 | Room# 15-360
65273 | Sphygmomanometers, Aneroid | Sphygmomanometers | Sphygmomanometers, Aneroid | Active | MSH | MSH | MSH | Nursing 14S Medicine | Antenatal | Welch Allyn | 111-7670-01 | 111115152510 | 2013-01-29 | 199 | 2014-01-29 13:55 | Room# 15-367-B
65274 | Thermometers, Electronic, Thermistor/Thermocouple, Patient | Thermometers | Thermometers, Electronic, Thermistor/Thermocouple, Patient | Active | MSH | MSH | MSH | Nursing 14S Medicine | 15 MURRAY | Cardinal Health Canada Inc | FastTemp | G1113496 | 2013-01-30 | 300 | 2014-01-30 | Room# 15-350-A
65275 | Thermometers, Electronic, Thermistor/Thermocouple, Patient | Thermometers | Thermometers, Electronic, Thermistor/Thermocouple, Patient | Active | MSH | MSH | MSH | Nursing 14S Medicine | 14 South | Cardinal Health Canada Inc | FastTemp | G1114075 | 2013-01-30 | 300 | 2014-01-30 | Room# 15-308-Outside
65276 | Thermometers, Electronic, Thermistor/Thermocouple, Patient | Thermometers | Thermometers, Electronic, Thermistor/Thermocouple, Patient | Active | MSH | MSH | 14S | Nursing 14S Medicine | 14th Floor - South Side | Cardinal Health Canada Inc | FastTemp | G1113387 | 2013-01-30 | 300 | 2014-01-30 | Room# 15-367-A
65277 | Thermometers, Electronic, Thermistor/Thermocouple, Patient | Thermometers | Thermometers, Electronic, Thermistor/Thermocouple, Patient | Active | MSH | MSH | MSH | Nursing 14S Medicine | 15 MURRAY | Cardinal Health Canada Inc | FastTemp | G1113368 | 2013-01-30 | 300 | 2014-01-30 | Room# 15-370-B
65279 | Thermometers, Electronic, Thermistor/Thermocouple, Patient | Thermometers | Thermometers, Electronic, Thermistor/Thermocouple, Patient | Active | MSH | MSH | MSH | Nursing 14S Medicine | 15 MURRAY | Cardinal Health Canada Inc | FastTemp | G1212568 | 2013-01-30 | 300 | 2014-01-30 | Room# 15-367-B
65280 | Monitors, Vital Signs | Monitors, Vital Signs | Monitors, Vital Signs | Active | MSH | MSH | MSH | Mt. Sinai FH&W Centre | Vaughan | BpTRU MEDICAL DEVICES LTD. | VSM 6000 | 103002034812 | 2013-02-13 | 1250 | 2014-02-13 | Note: Received a free BP TRU mobile stand with the unit (Vendor Part Number - 401-BPM30045)
65290 | WARMERS, BLOOD | WARMERS | WARMERS, BLOOD | Active | MSH | MSH | 7 | SURGICAL SUITE (COMBINED WITH CYSTO) | OR | Level 1 Technology | hl-90 | S101A1211 | 2013-04-14 | 3001 | 2014-04-14 | Replacement unit
65291 | WARMERS, BLOOD | WARMERS | WARMERS, BLOOD | Active | MSH | MSH | 7 | SURGICAL SUITE (COMBINED WITH CYSTO) | 7th Floor - OR | Level 1 Technology | hl-90 | S101A01210 | 2013-04-14 | 3001 | 2014-04-14 | Replacement unit
65292 | WARMERS, BLOOD | WARMERS | WARMERS, BLOOD | Active | MSH | MSH | 7 | SURGICAL SUITE (COMBINED WITH CYSTO) | O.R | Level 1 Technology | hl-90 | S101A01148 | 2013-04-14 | 3001 | 2014-04-14 | Replacement unit
65300 | Scales, Patient, Floor | Scales | Scales, Patient, Floor | Active | MSH | MSH | 10S | Nursing 10S Geriatrics | Cardiology | HEALTH O METER INC | 2595KL | 259501065 | 2013-02-20 | 1999 | 2014-02-20
65301 | Thermometers, Electronic, Infrared | Thermometers | Thermometers, Electronic, Infrared | Active | MSH | MSH | 11N | Nursing 11N Medicine |  | Cardinal Health Canada Inc | Genius 2 | N13536686 | 2013-02-20 | 249 | 2016-02-20 | Man. Date: 05.2013. Vendor replaced sn.N12592127 with sn.N13536686, 11.04.2013.
65305 | Aspirators, Emergency | Aspirators | Aspirators, Emergency | Active | MSH | MSH | MSH | Respiratory Therapy | Respiratory | LAERDAL MEDICAL CORP | 780010 | 78491252091 | 2013-02-28 | 980 | 2014-02-28 | 3 Year Battery
65307 | ELECTROCARDIOGRAPHS, MULTI-CHANNEL | Electrocardiographs | Electrocardiographs, Multichannel | Active | MSH | MSH | 15U | Obstetrical Suite (L&D) | L&D | Philips Healthcare | 860315 - TC70 | US21309342 | 2013-02-22 | 11788.5996 | 2014-02-22 | Battery Li. Uses 8 pin class B PIM and PIM data cable.
65309 | Monitors, Vital Signs | Monitors, Vital Signs | Monitors, Vital Signs | Active | MSH | 60MURR | 4 | Family Practice Clinic | 4th Floor | Welch Allyn | 64NXXX-B - CVSM 6000 | 103001485012 | 2013-02-26 | 3146.8201 | 2014-02-26
65310 | Sphygmomanometers, Aneroid | Sphygmomanometers | Sphygmomanometers, Aneroid | Active | MSH | MSH | 12S | Nursing 12S Medicine |  | Welch Allyn | 5091-38 | 0207192338 | 2012-07-09 | 171 | 2013-07-09
65311 | BLOOD FLOW DETECTORS, ULTRASONIC | BLOOD FLOW DETECTORS | BLOOD FLOW DETECTORS, ULTRASONIC | Active | MSH | MSH | MSH | Mt. Sinai FH&W Centre | Vaughan Site | SummitDoppler | L250AR | LF005327 | 2013-03-01 | 2001 | 2014-03-01 | Procedure Room, Vaughan Site, 1600 Bathurst Street. Contact: Rita Marcal, ext.4267
65312 | Aspirators, Emergency | Aspirators | Aspirators, Emergency | Active | MSH | MSH | MSH | Mt. Sinai FH&W Centre | Vaughan Site | SummitDoppler | L250AR | LF005355 | 2013-03-01 | 1201 | 2014-03-01 | Procedure Room, Vaughan Site, 1600 Bathurst Street. Contact: Rita Marcal, ext.4267
65313 | Ultrasound Therapy Systems | Ultrasound Therapy Systems | Ultrasound Therapy Systems | Active | MSH | MSH | MSH | ENT Clinic | 60 Murray st 6trh Floor | GE Healthcare | Logiq e | 278371WXO | 2013-03-04 | 35001 | 2014-03-04
65314 | CARBON DIOXIDE ANALYZERS | CARBON DIOXIDE ANALYZERS | CARBON DIOXIDE ANALYZERS | Active | MSH | MSH | MSH | Anesthesia | O.R 5th Floor | Smiths Medical | 8401 | 4036467 | 2013-03-04 | 2559 | 2014-03-04
65315 | Transducer, Fetal Monitoring | Transducer | Transducer, Fetal Monitoring | Active | MSH | MSH | 15M | Nursing 15 Murray/Antenatal | Antenatal | Philips Healthcare | FM10835 | 6133 | 2013-03-07 | 431.3 | 2014-03-07 10:16
65316 | Electrosurgical Units | Electrosurgical Units | Electrosurgical Units | Active | MSH | VAUGH | VN | Unknown Ownership | Vaughn Clinic | CONMED CORP | 7-900-115 | 12MGJ213 | 2013-03-07 | 5001 | 2014-03-07 | Unit is for Vaughn Clinic.
65320 | Thermometers, Electronic, Thermistor/Thermocouple, Patient | Thermometers | Thermometers, Electronic, Thermistor/Thermocouple, Patient | Active | MSH | MSH | 17U | NICU | NICU | Cardinal Health Canada Inc | FastTemp | G0613858 | 2013-02-26 | 297.05 | 2014-02-26 | ORIGINAL # G1213106, and repaired (warranty)- G0613858
65321 | Transducer, Fetal Monitoring | Transducer | Transducer, Fetal Monitoring | Active | MSH | MSH | 15M | Nursing 15 Murray/Antenatal | Antenatal | Philips Healthcare | FM10835 | 6169 | 2013-03-07 | 431.3 | 2014-03-07 10:16
65322 | Transducer, Fetal Monitoring | Transducer | Transducer, Fetal Monitoring | Active | MSH | MSH | 15M | Nursing 15 Murray/Antenatal | Antenatal | Philips Healthcare | FM10835 | 6161 | 2013-03-07 | 431.3 | 2014-03-07 10:16
65324 | Power Supplies | Power Supplies | Power Supplies | Active | MSH | MSH | 5 | PACU | PACU | Hospira | 13075-04-09 | 65324 | 2013-03-14 | 501 | 2014-03-14 | Hospira Field Correction - no charge replacement. Replaces docking station 52491. Battery: Li
65329 | Thermometers, Electronic, Infrared | Thermometers | Thermometers, Electronic, Infrared | Active | MSH | MSH | 10S | Coronary Care Unit | CCU | Cardinal Health Canada Inc | Genius 2 | N10517286 | 2011-02-28 | 195 | 2014-02-28 | unit was out of warranty because of verox damage on nozzle. ordered areplacement sn. N09102932 out of service. New unit's sn is N10517286
65330 | Sphygmomanometers, Electronic, Automatic | Sphygmomanometers | Sphygmomanometers, Electronic, Automatic | Active | MSH | MSH | MSH | Rheumatology | General Cardiology | BpTRU MEDICAL DEVICES LTD. | BPM-300 | 04-004765 | 2013-02-27 | 1250 |  | DR Carette
65334 | Thermometers, Electronic, Thermistor/Thermocouple, Patient | Thermometers | Thermometers, Electronic, Thermistor/Thermocouple, Patient | Active | MSH | MSH | 10N | Nursing 10N Geriatrics | Geriatrics | Cardinal Health Canada Inc | Filac 3000 AD | A1352106 | 2013-03-22 | 299 | 2016-03-22 | Purchased by the department
65336 | Thermometers, Electronic, Thermistor/Thermocouple, Patient | Thermometers | Thermometers, Electronic, Thermistor/Thermocouple, Patient | Active | MSH | MSH | 10N | Nursing 10N Geriatrics | Geriatrics | Cardinal Health Canada Inc | Filac 3000 AD | A1351854 | 2013-03-22 | 299 | 2016-03-22 | Purchased by the department
65338 | Laser Camera | Laser Camera | Laser Camera | Active | MSH | MSH | 10N | Nursing 10S Geriatrics | Geriatrics | HEALTH O METER INC | 844KL | 8440040437 | 2013-03-22 | 5001 | 2014-03-22 | Purchased by the department
65339 | Laser Camera | Laser Camera | Laser Camera | Active | MSH | MSH | 10N | Nursing 10S Geriatrics | Geriatrics | HEALTH O METER INC | 844KL | 8440046564 | 2013-03-22 | 5001 | 2014-03-22 | HEALTH-O-METER , Original serial number # 840040438, replaced in june 2013, updated the new serial number
65340 | Laser Camera | Laser Camera | Laser Camera | Active | MSH | MSH | 10N | Nursing 10N Geriatrics | Geriatrics | HEALTH O METER INC | 844KL | 8440040371 | 2013-03-22 | 5001 | 2014-03-22 | Purchased by the department
65341 | Laser Camera | Laser Camera | Laser Camera | Active | MSH | MSH | 10N | Nursing 10N Geriatrics | Geriatrics | HEALTH O METER INC | 844KL | 8440040372 | 2013-03-22 | 5001 | 2014-03-22 | Purchased by the department
65354 | Monitors, Vital Signs | Monitors, Vital Signs | Monitors, Vital Signs | Active | MSH | MSH | 16M | Mother & Baby | 16th MBU | Welch Allyn | 64NXXX-B - CVSM 6000 | 103000321013 | 2013-03-28 | 3501 | 2014-03-28 | Battery Li-ion.
65355 | Monitors, Vital Signs | Monitors, Vital Signs | Monitors, Vital Signs | Active | MSH | MSH | 4 | Nursing 14N Surgery | Endoscopy | Welch Allyn | 64NXXX-B - CVSM 6000 | 103000210113 | 2013-04-28 | 3146.8201 | 2014-04-28
65356 | Monitors, Vital Signs | Monitors, Vital Signs | Monitors, Vital Signs | Active | MSH | 60MURR | 2 | Rheumatology | Dr. Quinn | Welch Allyn | 64NXXX-B - CVSM 6000 | 103000481013 | 2013-04-28 | 3146.8201 | 2014-04-28
65357 | Monitors, Vital Signs | Monitors, Vital Signs | Monitors, Vital Signs | Active | MSH | MSH | 7 | IVF Clinic | 7th Floor | Welch Allyn | 64NXXX-B - CVSM 6000 | 103001131013 | 2013-04-28 | 3146.8201 | 2014-04-28
65359 | Monitors, Vital Signs | Monitors, Vital Signs | Monitors, Vital Signs | Active | MSH | MSH | 14S | Nursing 14S Medicine |  | Welch Allyn | 64NXXX-B - CVSM 6000 | 103000361013 | 2013-03-20 | 3146.8201 | 2013-03-20
65363 | Tonometers, Ophthalmic | Tonometers | Tonometers, Ophthalmic | Active | MSH | MSH | 3 | Emergency | Emergency | Ryazan State Instrument-Making Ent. | 0 | 7385 | 2013-04-02 | 2750 | 2014-04-02
65364 | Monitors, Vital Signs | Monitors, Vital Signs | Monitors, Vital Signs | Active | MSH | MSH | 6 | Nursing 11S Medicine | 6 ENDO | Welch Allyn | 64NXXX-B - CVSM 6000 | 103001210913 | 2013-03-20 | 3146.8201 | 2014-03-20
65365 | Monitors, Vital Signs | Monitors, Vital Signs | Monitors, Vital Signs | Active | MSH | 60MURR | 2 | Rheumatology | Rheumatology | Welch Allyn | 64NXXX-B - CVSM 6000 | 103001121013 | 2013-03-20 | 3146.8201 | 2014-03-20
65366 | Monitors, Vital Signs | Monitors, Vital Signs | Monitors, Vital Signs | Active | MSH | MSH | 10S | Nursing 10S Geriatrics | 10th Floor - South Side | Welch Allyn | 64NXXX-B - CVSM 6000 | 103000471013 | 2013-03-20 | 3146.8201 | 2014-03-20
65367 | Monitors, Vital Signs | Monitors, Vital Signs | Monitors, Vital Signs | Active | MSH | MSH | 10N | Nursing 10S Geriatrics | Geriatrics | Welch Allyn | 64MXXX - CVSM 6000 | 100002654716 | 2013-03-20 | 3146.8201 | 2014-03-20 | Battery Date: June.2015
65368 | Monitors, Vital Signs | Monitors, Vital Signs | Monitors, Vital Signs | Active | MSH | MSH | 10S | Nursing 10S Geriatrics | Cardiology | Welch Allyn | 64NXXX-B - CVSM 6000 | 103000401013 | 2013-03-20 | 3146.8201 | 2014-03-20 | Note: Now used in 10N Nursing 9Aug 2016
65369 | Monitors, Vital Signs | Monitors, Vital Signs | Monitors, Vital Signs | Active | MSH | MSH | 12S | Nursing 12S Medicine |  | Welch Allyn | 64NXXX-B - CVSM 6000 | 103000351013 | 2013-03-20 | 3146.8201 | 2014-03-20
65370 | Monitors, Vital Signs | Monitors, Vital Signs | Monitors, Vital Signs | Active | MSH | IVF-Dundas | 7 | IVF Clinic | 7th Floor | Welch Allyn | 64NXXX-B - CVSM 6000 | 103001051013 | 2013-03-20 | 3146.8201 | 2014-03-20 | Express Admission Unit- 12 floor
65371 | Sphygmomanometers, Aneroid | Sphygmomanometers | Sphygmomanometers, Aneroid | Active | MSH | MSH | 12S | Nursing 12S Medicine |  | Welch Allyn | 7670-01 | 121112095996 | 2013-04-04 | 199 | 2014-04-04
65372 | Sphygmomanometers, Aneroid | Sphygmomanometers | Sphygmomanometers, Aneroid | Active | MSH | MSH | 12S | Nursing 12S Medicine |  | Welch Allyn | 7670-01 | 121112100006 | 2013-04-04 | 199 | 2014-04-04
65373 | Sphygmomanometers, Aneroid | Sphygmomanometers | Sphygmomanometers, Aneroid | Active | MSH | MSH | 12S | Nursing 12S Medicine |  | Welch Allyn | 7670-01 | 121023183586 | 2013-04-04 | 199 | 2014-04-04
65374 | Sphygmomanometers, Aneroid | Sphygmomanometers | Sphygmomanometers, Aneroid | Active | MSH | MSH | 12S | Nursing 12S Medicine |  | Welch Allyn | 7670-01 | 121122073996 | 2013-04-04 | 199 | 2014-04-04
65375 | Warming Units, Patient, Radiant, Infant, Mobile | Warming Units | Warming Units, Patient, Radiant, Infant, Mobile | Active | MSH | MSH | 16M | Mother & Baby | M&B | GE Healthcare | Panda iRes | HDJS50860 | 2013-04-08 | 35001 | 2014-04-08
65378 | Beds, Electric, Birthing | Beds | Beds, Electric, Birthing | Active | MSH | MSH | 17U | NICU | NICU | FERNO | POWERFlexx | 13N-255510 | 2013-04-09 | 20001 | 2014-04-09 10:08
65382 | Light Sources, Fiberoptic, Rigid Endoscopic/Multipurpose | Light Sources | Light Sources, Fiberoptic, Rigid Endoscopic/Multipurpose | Active | MSH | MSH | 3 | SURGICAL SUITE (COMBINED WITH CYSTO) | EOPS | OLYMPUS CORP MEDICAL INSTRUMENT DIV | CLK-4 | 7854870 | 2011-04-27 | 1500 | 2012-04-27
65385 | Aspirators, Emergency | Aspirators | Aspirators, Emergency | Active | MSH | MSH | MSH | Central Dispatch | CSD | LAERDAL MEDICAL CORP | 780010 | 78051353838 | 2013-04-17 | 980 | 2014-04-17 | 3 Year Battery
65386 | Aspirators, Emergency | Aspirators | Aspirators, Emergency | Active | MSH | MSH | MSH | Central Dispatch | CSD | LAERDAL MEDICAL CORP | 780010 | 78051353839 | 2013-04-17 | 980 | 2014-04-17 | 3 Year Battery
65387 | Ventilators, Intensive Care, Neonatal/Pediatric | Ventilators | Ventilators, Intensive Care, Neonatal/Pediatric | Active | MSH | MSH | MSH | Respiratory Therapy | NICU 17th Floor | Draeger Medical Canada | Babylog VN500 | ASBF-0064 | 2013-04-19 | 60001 | 2014-04-19 | With Monitor Infinity C500 SN# TPAA-279274, V-Battery Date: December.2015 NEW PS500 November.2023 with Li-ioN batteries
65388 | Humidifiers, Heated | Humidifiers | Humidifiers, Heated | Active | MSH | MSH | MSH | NICU | MSH-600 Uni-17-217 | FISHER & PAYKEL MEDICAL INC | MR850JHU | 121101160377 | 2013-04-19 | 2001 | 2014-04-19
65389 | Aspirators, Emergency | Aspirators | Aspirators, Emergency | Active | MSH | MSH | 10N | Nursing 10S Geriatrics | Geriatrics | LAERDAL MEDICAL CORP | 78000020 | 78091354560 | 2013-04-12 | 1035 | 2014-04-12 | PO # 7600002534: Purchased by Bahaa from redevelopment for 17 North
65391 | Power Over Ethernet Unit | Network Equipment | Power Over Ethernet Unit | Active | MSH | MSH | 1 | Biomedical Engineering | Biomedical Eng. | Philips Healthcare | PD-65112/AC/M/PMS | N12431222013045A03 | 2012-03-21 | 367 | 2013-03-21 15:55 | Telemetry Wireless System. POE
65392 | Sync Unit | Network Equipment | Sync Unit | Active | MSH | MSH | 1 | Biomedical Engineering | Biomedical Eng. | Philips Healthcare | 862114 | SG24014303 | 2012-03-21 | 367 | 2013-03-21 15:55 | Telemetry Wireless System
65394 | Access Point | Network Equipment | Access Point | Active | MSH | MSH | 1 | Biomedical Engineering | Biomedical Eng. | Philips Healthcare | ITS4852A | US12303733 | 2012-03-21 | 1180 | 2013-03-21 15:55 | Telemetry Wireless System. Location: AP 10U
65395 | Access Point | Network Equipment | Access Point | Active | MSH | MSH | 1 | Biomedical Engineering | Biomedical Eng. | Philips Healthcare | ITS4852A | US12303733 | 2012-03-21 | 1180 | 2013-03-21 15:55 | Telemetry Wireless System. Location: AP 10U
65396 | Access Point | Network Equipment | Access Point | Active | MSH | MSH | 1 | Biomedical Engineering | Biomedical Eng. | Philips Healthcare | ITS4852A | US12303733 | 2012-03-21 | 1180 | 2013-03-21 15:55 | Telemetry Wireless System. Location: AP 10U
65397 | Access Point | Network Equipment | Access Point | Active | MSH | MSH | 1 | Biomedical Engineering | Biomedical Eng. | Philips Healthcare | ITS4852A | US12303733 | 2012-03-21 | 1180 | 2013-03-21 15:55 | Telemetry Wireless System. Location: AP 10U
65398 | Access Point | Network Equipment | Access Point | Active | MSH | MSH | 1 | Biomedical Engineering | Biomedical Eng. | Philips Healthcare | ITS4852A | US12303733 | 2012-03-21 | 1180 | 2013-03-21 15:55 | Telemetry Wireless System. Location: AP 10U
65399 | Access Point | Network Equipment | Access Point | Active | MSH | MSH | 1 | Biomedical Engineering | Biomedical Eng. | Philips Healthcare | ITS4852A | US12303733 | 2012-03-21 | 1180 | 2013-03-21 15:55 | Telemetry Wireless System. Location: AP 10U
65400 | Access Point | Network Equipment | Access Point | Active | MSH | MSH | 1 | Biomedical Engineering | Biomedical Eng. | Philips Healthcare | ITS4852A | US12303733 | 2012-03-21 | 1180 | 2013-03-21 15:55 | Telemetry Wireless System. Location: AP 10U
65401 | Access Point | Network Equipment | Access Point | Active | MSH | MSH | 1 | Biomedical Engineering | Biomedical Eng. | Philips Healthcare | ITS4852A | US12303733 | 2012-03-21 | 1180 | 2013-03-21 15:55 | Telemetry Wireless System. Location: AP 10U
65402 | Access Point | Network Equipment | Access Point | Active | MSH | MSH | 1 | Biomedical Engineering | Biomedical Eng. | Philips Healthcare | ITS4852A | US12303733 | 2012-03-21 | 1180 | 2013-03-21 15:55 | Telemetry Wireless System. Location: AP 10U
65403 | Access Point | Network Equipment | Access Point | Active | MSH | MSH | 1 | Biomedical Engineering | Biomedical Eng. | Philips Healthcare | ITS4852A | US12303733 | 2012-03-21 | 1180 | 2013-03-21 15:55 | Telemetry Wireless System. Location: AP 10U
65404 | Access Point | Network Equipment | Access Point | Active | MSH | MSH | 1 | Biomedical Engineering | Biomedical Eng. | Philips Healthcare | ITS4852A | US12303733 | 2012-03-21 | 1180 | 2013-03-21 15:55 | Telemetry Wireless System. Location: AP 10U
65405 | Access Point | Network Equipment | Access Point | Active | MSH | MSH | 1 | Biomedical Engineering | Biomedical Eng. | Philips Healthcare | ITS4852A | US12303733 | 2012-03-21 | 1180 | 2013-03-21 15:55 | Telemetry Wireless System. Location: AP 10U
65406 | Access Point | Network Equipment | Access Point | Active | MSH | MSH | 1 | Biomedical Engineering | Biomedical Eng. | Philips Healthcare | ITS4852A | US12303733 | 2012-03-21 | 1180 | 2013-03-21 15:55 | Telemetry Wireless System. Location: AP 10U
65407 | Access Point | Network Equipment | Access Point | Active | MSH | MSH | 1 | Biomedical Engineering | Biomedical Eng. | Philips Healthcare | ITS4852A | US12303733 | 2012-03-21 | 1180 | 2013-03-21 15:55 | Telemetry Wireless System. Location: AP 10U
65408 | Access Point | Network Equipment | Access Point | Active | MSH | MSH | 1 | Biomedical Engineering | Biomedical Eng. | Philips Healthcare | ITS4852A | US12303733 | 2012-03-21 | 1180 | 2013-03-21 15:55 | Telemetry Wireless System. Location: AP 10U
65409 | Access Point | Network Equipment | Access Point | Active | MSH | MSH | 1 | Biomedical Engineering | Biomedical Eng. | Philips Healthcare | ITS4852A | US12303733 | 2012-03-21 | 1180 | 2013-03-21 15:55 | Telemetry Wireless System. Location: AP 10U
65410 | Access Point | Network Equipment | Access Point | Active | MSH | MSH | 1 | Biomedical Engineering | Biomedical Eng. | Philips Healthcare | ITS4852A | US12303733 | 2012-03-21 | 1180 | 2013-03-21 15:55 | Telemetry Wireless System. Location: AP 10U
65411 | Access Point | Network Equipment | Access Point | Active | MSH | MSH | 1 | Biomedical Engineering | Biomedical Eng. | Philips Healthcare | ITS4852A | US12303733 | 2012-03-21 | 1180 | 2013-03-21 15:55 | Telemetry Wireless System. Location: AP 10U
65412 | Access Point | Network Equipment | Access Point | Active | MSH | MSH | 1 | Biomedical Engineering | Biomedical Eng. | Philips Healthcare | ITS4852A | US12303733 | 2012-03-21 | 1180 | 2013-03-21 15:55 | Telemetry Wireless System. Location: AP 10U
65413 | Access Point | Network Equipment | Access Point | Active | MSH | MSH | 1 | Biomedical Engineering | Biomedical Eng. | Philips Healthcare | ITS4852A | US12303733 | 2012-03-21 | 1180 | 2013-03-21 15:55 | Telemetry Wireless System. Location: AP 10U
65414 | Access Point | Network Equipment | Access Point | Active | MSH | MSH | 1 | Biomedical Engineering | Biomedical Eng. | Philips Healthcare | ITS4852A | US12303733 | 2012-03-21 | 1180 | 2013-03-21 15:55 | Telemetry Wireless System. Location: AP 10U
65415 | Access Point | Network Equipment | Access Point | Active | MSH | MSH | 1 | Biomedical Engineering | Biomedical Eng. | Philips Healthcare | ITS4852A | US12303733 | 2012-03-21 | 1180 | 2013-03-21 15:55 | Telemetry Wireless System. Location: AP 10U
65416 | Incubators, Infant, Mobile | Incubators | Incubators, Infant, Mobile | Active | MSH | MSH | 17U | NICU | NICU | OHMEDA DIV THE BOC GROUP INC. | GIRAFFE | HDHS50319 | 2013-04-26 | 34800 | 2014-04-26 | Fan and battery date: April.2016
65417 | Incubators, Infant, Mobile | Incubators | Incubators, Infant, Mobile | Active | MSH | MSH | 17U | NICU | NICU | OHMEDA DIV THE BOC GROUP INC. | GIRAFFE | HDHS50306 | 2013-04-26 | 34800 | 2014-04-26 | Battery date: April.2016
65418 | Sphygmomanometers, Aneroid | Sphygmomanometers | Sphygmomanometers, Aneroid | Active | MSH | MSH | 10N | Nursing 10S Geriatrics | Geriatrics | Welch Allyn | 111-7670-01 | 121024141676 | 2013-04-26 | 199 | 2014-04-26
65419 | WARMERS, BLOOD | WARMERS | WARMERS, BLOOD | Active | MSH | MSH | 7 | SURGICAL SUITE (COMBINED WITH CYSTO) | 7th Floor | Level 1 Technology | hl-90 | S101A01355 | 2013-04-14 | 3001 | 2014-04-14 | Replacement unit
65420 | WARMERS, BLOOD | WARMERS | WARMERS, BLOOD | Active | MSH | MSH | 7 | SURGICAL SUITE (COMBINED WITH CYSTO) | 7th Floor - OR | Level 1 Technology | hl-90 | S101A01357 | 2013-04-14 | 3001 | 2014-04-14 | Replacement unit
65421 | WARMERS, BLOOD | WARMERS | WARMERS, BLOOD | Active | MSH | MSH | 15U | Obstetrical Suite (L&D) | L&D OR | Level 1 Technology | hl-90 | S101A01356 | 2013-04-14 | 3001 | 2014-04-14 | Replacement unit
65423 | Sphygmomanometers, Aneroid | Sphygmomanometers | Sphygmomanometers, Aneroid | Active | MSH | MSH | 16M | Mother & Baby | M&B | Welch Allyn | 7670-01 | 121023210106 | 2013-05-03 | 199 | 2014-05-03 | Replacement by Welch Allyn for MBU
65424 | Sphygmomanometers, Aneroid | Sphygmomanometers | Sphygmomanometers, Aneroid | Active | MSH | MSH | 16M | Mother & Baby | M&B | Welch Allyn | 7670-01 | 121023204996 | 2013-05-03 | 199 | 2014-05-03 | Replacement by Welch Allyn for MBU
65427 | Monitors, Vital Signs | Monitors, Vital Signs | Monitors, Vital Signs | Active | MSH | MSH | 10N | Nursing 10S Geriatrics | Geriatrics | Welch Allyn | 6400 | 103001160813 | 2013-05-15 | 6001 | 2015-05-15 10:04
65428 | Monitors, Vital Signs | Monitors, Vital Signs | Monitors, Vital Signs | Active | MSH | MSH | 10S | Nursing 10S Geriatrics | 10th Floor - South Side | Welch Allyn | 6400 | 103000671213 | 2013-05-15 | 6001 | 2014-05-15
65429 | Sphygmomanometers, Aneroid | Sphygmomanometers | Sphygmomanometers, Aneroid | Active | MSH | MSH | 10N | Nursing 10S Geriatrics | Geriatrics | Welch Allyn | 7670-01 | 111115183806 | 2013-05-15 | 199 | 2014-05-15 | 10th Floor new unit
65430 | Monitors, Vital Signs | Monitors, Vital Signs | Monitors, Vital Signs | Active | MSH | MSH | 10N | Nursing 10N Geriatrics | Geriatrics | Welch Allyn | 6400 | 103000711213 | 2013-05-15 | 6001 | 2014-05-15 10:04
65431 | Monitors, Vital Signs | Monitors, Vital Signs | Monitors, Vital Signs | Active | MSH | MSH | 10N | Nursing 10N Geriatrics | Geriatrics | Welch Allyn | 6400 | 103000441213 | 2013-05-15 | 6001 | 2014-05-15
65432 | Sphygmomanometers, Aneroid | Sphygmomanometers | Sphygmomanometers, Aneroid | Active | MSH | MSH | 10N | Nursing 10S Geriatrics | Geriatrics | Welch Allyn | 7670-01 | 111114220139 | 2013-05-15 | 199 | 2014-05-15 | 10th Floor new unit
65433 | Sphygmomanometers, Aneroid | Sphygmomanometers | Sphygmomanometers, Aneroid | Active | MSH | MSH | 10N | Nursing 10S Geriatrics | Geriatrics | Welch Allyn | 7670-01 | 111115181900 | 2013-05-15 | 199 | 2014-05-15 | 10th Floor new unit
65434 | Sphygmomanometers, Aneroid | Sphygmomanometers | Sphygmomanometers, Aneroid | Active | MSH | MSH | 10N | Nursing 10S Geriatrics | Geriatrics | Welch Allyn | 7670-01 | 111110130710 | 2013-05-15 | 199 | 2014-05-15 | 10th Floor new unit
65435 | Sphygmomanometers, Aneroid | Sphygmomanometers | Sphygmomanometers, Aneroid | Active | MSH | MSH | 10N | Nursing 10S Geriatrics | Geriatrics | Welch Allyn | 7670-01 | 111115183529 | 2013-05-15 | 199 | 2014-05-15 | 10th Floor new unit
65436 | Sphygmomanometers, Aneroid | Sphygmomanometers | Sphygmomanometers, Aneroid | Active | MSH | MSH | 10N | Nursing 10S Geriatrics | Geriatrics | Welch Allyn | 7670-01 | 111115132236 | 2013-05-15 | 199 | 2014-05-15 | 10th Floor new unit
65437 | Sphygmomanometers, Aneroid | Sphygmomanometers | Sphygmomanometers, Aneroid | Active | MSH | MSH | 10N | Nursing 10S Geriatrics | Geriatrics | Welch Allyn | 7670-01 | 111115145626 | 2013-05-15 | 199 | 2014-05-15 | 10th Floor new unit
65438 | Sphygmomanometers, Aneroid | Sphygmomanometers | Sphygmomanometers, Aneroid | Active | MSH | MSH | 10N | Nursing 10S Geriatrics | Geriatrics | Welch Allyn | 7670-01 | 111115152155 | 2013-05-15 | 199 | 2014-05-15 | 10th Floor new unit
65439 | Sphygmomanometers, Aneroid | Sphygmomanometers | Sphygmomanometers, Aneroid | Active | MSH | MSH | 10N | Nursing 10S Geriatrics | Geriatrics | Welch Allyn | 7670-01 | 111114111202 | 2013-05-15 | 199 | 2014-05-15 | 10th Floor new unit
65440 | Sphygmomanometers, Aneroid | Sphygmomanometers | Sphygmomanometers, Aneroid | Active | MSH | MSH | 10N | Nursing 10S Geriatrics | Geriatrics | Welch Allyn | 7670-01 | 111114134445 | 2013-05-15 | 199 | 2014-05-15 | 10th Floor new unit
65441 | Sphygmomanometers, Aneroid | Sphygmomanometers | Sphygmomanometers, Aneroid | Active | MSH | MSH | 10N | Nursing 10S Geriatrics | Geriatrics | Welch Allyn | 7670-01 | 111114112349 | 2013-05-15 | 199 | 2014-05-15 | 10th Floor new unit
65442 | Sphygmomanometers, Aneroid | Sphygmomanometers | Sphygmomanometers, Aneroid | Active | MSH | MSH | 10N | Nursing 10S Geriatrics | Geriatrics | Welch Allyn | 7670-01 | 111115151211 | 2013-05-15 | 199 | 2014-05-15 | 10th Floor new unit
65443 | Sphygmomanometers, Aneroid | Sphygmomanometers | Sphygmomanometers, Aneroid | Active | MSH | MSH | 10N | Nursing 10S Geriatrics | Geriatrics | Welch Allyn | 7670-01 | 111025070946 | 2013-05-15 | 199 | 2014-05-15 | 10th Floor new unit
65444 | Sphygmomanometers, Aneroid | Sphygmomanometers | Sphygmomanometers, Aneroid | Active | MSH | MSH | 10N | Nursing 10S Geriatrics | Geriatrics | Welch Allyn | 7670-01 | 111114134224 | 2013-05-15 | 199 | 2014-05-15 | 10th Floor new unit
65445 | Sphygmomanometers, Aneroid | Sphygmomanometers | Sphygmomanometers, Aneroid | Active | MSH | MSH | 10N | Nursing 10S Geriatrics | Geriatrics | Welch Allyn | 7670-01 | 111110104819 | 2013-05-15 | 199 | 2014-05-15 | 10th Floor new unit
65446 | Sphygmomanometers, Aneroid | Sphygmomanometers | Sphygmomanometers, Aneroid | Active | MSH | MSH | 10N | Nursing 10S Geriatrics | Geriatrics | Welch Allyn | 7670-01 | 111114134335 | 2013-05-15 | 199 | 2014-05-15 | 10th Floor new unit
65447 | Sphygmomanometers, Aneroid | Sphygmomanometers | Sphygmomanometers, Aneroid | Active | MSH | MSH | 10N | Nursing 10S Geriatrics | Geriatrics | Welch Allyn | 7670-01 | 1111151581329 | 2013-05-15 | 199 | 2014-05-15 | 10th Floor new unit
65448 | Sphygmomanometers, Aneroid | Sphygmomanometers | Sphygmomanometers, Aneroid | Active | MSH | MSH | 10N | Nursing 10S Geriatrics | Geriatrics | Welch Allyn | 7670-01 | 111114105927 | 2013-05-15 | 199 | 2014-05-15 | 10th Floor new unit
65449 | Sphygmomanometers, Aneroid | Sphygmomanometers | Sphygmomanometers, Aneroid | Active | MSH | MSH | 10N | Nursing 10S Geriatrics | Geriatrics | Welch Allyn | 7670-01 | 111115150341 | 2013-05-15 | 199 | 2014-05-15 | 10th Floor new unit
65450 | Sphygmomanometers, Aneroid | Sphygmomanometers | Sphygmomanometers, Aneroid | Active | MSH | MSH | 10N | Nursing 10S Geriatrics | Geriatrics | Welch Allyn | 7670-01 | 111115183316 | 2013-05-15 | 199 | 2014-05-15 | 10th Floor new unit
65451 | Sphygmomanometers, Aneroid | Sphygmomanometers | Sphygmomanometers, Aneroid | Active | MSH | MSH | 10N | Nursing 10S Geriatrics | Geriatrics | Welch Allyn | 7670-01 | 111114112932 | 2013-05-15 | 199 | 2014-05-15 | 10th Floor new unit
65452 | Sphygmomanometers, Aneroid | Sphygmomanometers | Sphygmomanometers, Aneroid | Active | MSH | MSH | 10N | Nursing 10S Geriatrics | Geriatrics | Welch Allyn | 7670-01 | 111115183421 | 2013-05-15 | 199 | 2014-05-15 | 10th Floor new unit
65453 | Sphygmomanometers, Aneroid | Sphygmomanometers | Sphygmomanometers, Aneroid | Active | MSH | MSH | 10N | Nursing 10S Geriatrics | Geriatrics | Welch Allyn | 7670-01 | 111115145480 | 2013-05-15 | 199 | 2014-05-15 | 10th Floor new unit-purchased by eastern company
65454 | Sphygmomanometers, Aneroid | Sphygmomanometers | Sphygmomanometers, Aneroid | Active | MSH | MSH | 10N | Nursing 10S Geriatrics | Geriatrics | Welch Allyn | 7670-01 | 111114111250 | 2013-05-15 | 199 | 2014-05-15 | 10th Floor new unit
65455 | Sphygmomanometers, Aneroid | Sphygmomanometers | Sphygmomanometers, Aneroid | Active | MSH | MSH | 10N | Nursing 10S Geriatrics | Geriatrics | Welch Allyn | 7670-01 | 111114132255 | 2013-05-15 | 199 | 2014-05-15 | 10th Floor new unit
65456 | Sphygmomanometers, Aneroid | Sphygmomanometers | Sphygmomanometers, Aneroid | Active | MSH | MSH | 10N | Nursing 10S Geriatrics | Geriatrics | Welch Allyn | 7670-01 | 111114134658 | 2013-05-15 | 199 | 2014-05-15 | 10th Floor new unit
65457 | Sphygmomanometers, Aneroid | Sphygmomanometers | Sphygmomanometers, Aneroid | Active | MSH | MSH | 10N | Nursing 10S Geriatrics | Geriatrics | Welch Allyn | 7670-01 | 111115181533 | 2013-05-15 | 199 | 2014-05-15 | 10th Floor new unit
65458 | Sphygmomanometers, Aneroid | Sphygmomanometers | Sphygmomanometers, Aneroid | Active | MSH | MSH | 10N | Nursing 10S Geriatrics | Geriatrics | Welch Allyn | 7670-01 | 111114134011 | 2013-05-15 | 199 | 2014-05-15 | 10th Floor new unit
65459 | Sphygmomanometers, Aneroid | Sphygmomanometers | Sphygmomanometers, Aneroid | Active | MSH | MSH | 10N | Nursing 10S Geriatrics | Geriatrics | Welch Allyn | 7670-01 | 111115145048 | 2013-05-15 | 199 | 2014-05-15 | 10th Floor new unit
65460 | Sphygmomanometers, Aneroid | Sphygmomanometers | Sphygmomanometers, Aneroid | Active | MSH | MSH | 10N | Nursing 10S Geriatrics | Geriatrics | Welch Allyn | 7670-01 | 111114114038 | 2013-05-15 | 199 | 2014-05-15 | 10th Floor new unit
65461 | Sphygmomanometers, Aneroid | Sphygmomanometers | Sphygmomanometers, Aneroid | Active | MSH | MSH | 10N | Nursing 10S Geriatrics | Geriatrics | Welch Allyn | 7670-01 | 111114215219 | 2013-05-15 | 199 | 2014-05-15 | 10th Floor new unit
65462 | Sphygmomanometers, Aneroid | Sphygmomanometers | Sphygmomanometers, Aneroid | Active | MSH | MSH | 10N | Nursing 10S Geriatrics | Geriatrics | Welch Allyn | 7670-01 | 111114132637 | 2013-05-15 | 199 | 2014-05-15 | 10th Floor new unit
65463 | Sphygmomanometers, Aneroid | Sphygmomanometers | Sphygmomanometers, Aneroid | Active | MSH | MSH | 10N | Nursing 10S Geriatrics | Geriatrics | Welch Allyn | 7670-01 | 111114133904 | 2013-05-15 | 199 | 2014-05-15 | 10th Floor new unit
65464 | Sphygmomanometers, Aneroid | Sphygmomanometers | Sphygmomanometers, Aneroid | Active | MSH | MSH | 10N | Nursing 10S Geriatrics | Geriatrics | Welch Allyn | 7670-01 | 111114113544 | 2013-05-15 | 199 | 2014-05-15 | 10th Floor new unit
65465 | Sphygmomanometers, Aneroid | Sphygmomanometers | Sphygmomanometers, Aneroid | Active | MSH | MSH | 10N | Nursing 10S Geriatrics | Geriatrics | Welch Allyn | 7670-01 | 111114215706 | 2013-05-15 | 199 | 2014-05-15 | 10th Floor new unit
65466 | Sphygmomanometers, Aneroid | Sphygmomanometers | Sphygmomanometers, Aneroid | Active | MSH | MSH | 10N | Nursing 10S Geriatrics | Geriatrics | Welch Allyn | 7670-01 | 111115145521 | 2013-05-15 | 199 | 2014-05-15 | 10th Floor new unit
65467 | Sphygmomanometers, Aneroid | Sphygmomanometers | Sphygmomanometers, Aneroid | Active | MSH | MSH | 10N | Nursing 10S Geriatrics | Geriatrics | Welch Allyn | 7670-01 | 111114111455 | 2013-05-15 | 199 | 2014-05-15 | 10th Floor new unit
65468 | Sphygmomanometers, Aneroid | Sphygmomanometers | Sphygmomanometers, Aneroid | Active | MSH | MSH | 10N | Nursing 10S Geriatrics | Geriatrics | Welch Allyn | 7670-01 | 111115182011 | 2013-05-15 | 199 | 2014-05-15 | 10th Floor new unit. Sn.111115182011 has been replaced by SN.120712005815
65469 | Sphygmomanometers, Aneroid | Sphygmomanometers | Sphygmomanometers, Aneroid | Active | MSH | MSH | 10N | Nursing 10S Geriatrics | Geriatrics | Welch Allyn | 7670-01 | 111110133105 | 2013-05-15 | 199 | 2014-05-15 | 10th Floor new unit
65470 | Sphygmomanometers, Aneroid | Sphygmomanometers | Sphygmomanometers, Aneroid | Active | MSH | MSH | 10N | Nursing 10S Geriatrics | Geriatrics | Welch Allyn | 7670-01 | 130701115016 | 2013-05-15 | 199 | 2014-05-15 | 10th Floor new unit-room 109 bed A
65471 | Sphygmomanometers, Aneroid | Sphygmomanometers | Sphygmomanometers, Aneroid | Active | MSH | MSH | 10N | Nursing 10S Geriatrics | Geriatrics | Welch Allyn | 7670-01 | 111114134908 | 2013-05-15 | 199 | 2014-05-15 | 10th Floor new unit
65472 | Sphygmomanometers, Aneroid | Sphygmomanometers | Sphygmomanometers, Aneroid | Active | MSH | MSH | 10N | Nursing 10S Geriatrics | Geriatrics | Welch Allyn | 7670-01 | 130109134396 | 2013-05-15 | 199 | 2014-05-15 | 10th Floor new unit. Old serial number # 111115151417
65473 | Sphygmomanometers, Aneroid | Sphygmomanometers | Sphygmomanometers, Aneroid | Active | MSH | MSH | 10N | Nursing 10S Geriatrics | Geriatrics | Welch Allyn | 7670-01 | 111110132636 | 2013-05-15 | 199 | 2014-05-15 | 10th Floor new unit
65474 | Sphygmomanometers, Aneroid | Sphygmomanometers | Sphygmomanometers, Aneroid | Active | MSH | MSH | 10N | Nursing 10S Geriatrics | Geriatrics | Welch Allyn | 7670-01 | 111110101950 | 2013-05-15 | 199 | 2014-05-15 | 10th Floor new unit
65475 | Sphygmomanometers, Aneroid | Sphygmomanometers | Sphygmomanometers, Aneroid | Active | MSH | MSH | 10N | Nursing 10S Geriatrics | Geriatrics | Welch Allyn | 7670-01 | 111110132305 | 2013-05-15 | 199 | 2014-05-15 | 10th Floor new unit
65476 | Sphygmomanometers, Aneroid | Sphygmomanometers | Sphygmomanometers, Aneroid | Active | MSH | MSH | 10N | Nursing 10S Geriatrics | Geriatrics | Welch Allyn | 7670-01 | 111110125653 | 2013-05-15 | 199 | 2014-05-15 | 10th Floor new unit
65477 | Sphygmomanometers, Aneroid | Sphygmomanometers | Sphygmomanometers, Aneroid | Active | MSH | MSH | 10N | Nursing 10S Geriatrics | Geriatrics | Welch Allyn | 7670-01 | 111114112842 | 2013-05-15 | 199 | 2014-05-15 | 10th Floor new unit
65478 | Sphygmomanometers, Aneroid | Sphygmomanometers | Sphygmomanometers, Aneroid | Active | MSH | MSH | 10N | Nursing 10S Geriatrics | Geriatrics | Welch Allyn | 7670-01 | 111114112547 | 2013-05-15 | 199 | 2014-05-15 | 10th Floor new unit
65479 | Sphygmomanometers, Aneroid | Sphygmomanometers | Sphygmomanometers, Aneroid | Active | MSH | MSH | 10N | Nursing 10S Geriatrics | Geriatrics | Welch Allyn | 7670-01 | 111114131833 | 2013-05-15 | 199 | 2014-05-15 | 10th Floor new unit
65480 | Sphygmomanometers, Aneroid | Sphygmomanometers | Sphygmomanometers, Aneroid | Active | MSH | MSH | 10N | Nursing 10S Geriatrics | Geriatrics | Welch Allyn | 7670-01 | 111118062530 | 2013-05-15 | 199 | 2014-05-15 | 10th Floor new unit
65481 | Sphygmomanometers, Aneroid | Sphygmomanometers | Sphygmomanometers, Aneroid | Active | MSH | MSH | 10N | Nursing 10S Geriatrics | Geriatrics | Welch Allyn | 7670-01 | 111114110028 | 2013-05-15 | 199 | 2014-05-15 | 10th Floor new unit
65482 | Sphygmomanometers, Aneroid | Sphygmomanometers | Sphygmomanometers, Aneroid | Active | MSH | MSH | 10N | Nursing 10S Geriatrics | Geriatrics | Welch Allyn | 7670-01 | 111114220139 | 2013-05-15 | 199 | 2014-05-15 | 10th Floor new unit
65483 | Sphygmomanometers, Aneroid | Sphygmomanometers | Sphygmomanometers, Aneroid | Active | MSH | MSH | 10N | Nursing 10S Geriatrics | Geriatrics | Welch Allyn | 7670-01 | 111114220139 | 2013-05-15 | 199 | 2014-05-15 | 10th Floor new unit
65485 | Sphygmomanometers, Aneroid | Sphygmomanometers | Sphygmomanometers, Aneroid | Active | MSH | MSH | 10N | Nursing 10S Geriatrics | Geriatrics | Welch Allyn | 7670-01 | 111114220139 | 2013-05-15 | 199 | 2014-05-15 | 10th Floor new unit
65487 | Thermometers, Electronic, Thermistor/Thermocouple, Patient | Thermometers | Thermometers, Electronic, Thermistor/Thermocouple, Patient | Active | MSH | MSH | 10S | Nursing 10S Geriatrics | 10th Floor - South Side | Cardinal Health Canada Inc | FastTemp | G1113385 | 2011-05-13 | 300 | 2012-05-13 | Purchased through eastern company-out of warranty
65491 | Thermometers, Electronic, Thermistor/Thermocouple, Patient | Thermometers | Thermometers, Electronic, Thermistor/Thermocouple, Patient | Active | MSH | MSH | 10S | Nursing 10S Geriatrics | 10th Floor - South Side | Cardinal Health Canada Inc | FastTemp | G1113372 | 2011-05-20 | 300 | 2012-05-20 | purchased by eastern company
65492 | Thermometers, Electronic, Thermistor/Thermocouple, Patient | Thermometers | Thermometers, Electronic, Thermistor/Thermocouple, Patient | Active | MSH | MSH | 10S | Nursing 10S Geriatrics | 10S | Cardinal Health Canada Inc | FastTemp | G1113431 | 2011-05-20 | 300 | 2012-05-20
65494 | Thermometers, Electronic, Thermistor/Thermocouple, Patient | Thermometers | Thermometers, Electronic, Thermistor/Thermocouple, Patient | Active | MSH | MSH | 14N | Nursing 14N Surgery |  | Cardinal Health Canada Inc | FastTemp | G0815953 | 2008-05-20 | 350 | 2011-05-20
65510 | Beds, Electric | Beds | Beds, Electric | Active | MSH | MSH | 1 | Biomedical Engineering | Biomedical Eng. | CHG Hospital Beds | SPIRIT | 023038 | 2013-05-23 | 10001 | 2014-05-23 10:11
65511 | Beds, Electric | Beds | Beds, Electric | Active | MSH | MSH | 1 | Biomedical Engineering | Biomedical Eng. | CHG Hospital Beds | SPIRIT | 023038 | 2013-05-23 | 10001 | 2014-05-23 10:11
65512 | PACEMAKER PROGRAMMERS | PACEMAKER PROGRAMMERS | PACEMAKER PROGRAMMERS | Active | MSH | MSH | MSH | Cath Lab | Cathlab | BIOTRONIK INC | Biotronik | 61720676 | 2013-05-23 | 5001 | 2014-05-23 11:33
65514 | Oven-Warmer | Oven-Warmer | Oven-Warmer | Active | MSH | IVF-Dundas | 7 | IVF Clinic | 7th Floor | THERMO-ELECTRIC CO | IMH100 | 41403618 | 2013-05-24 | 5001 | 2014-05-24
65515 | Oven-Warmer | Oven-Warmer | Oven-Warmer | Active | MSH | MSH | MSH | IVF Clinic | IVF Clinic, 250 Dundas St, 8th Floo | THERMO-ELECTRIC CO | IMH100 | 41441959 | 2013-05-24 | 5001 | 2014-05-24 15:47
65521 | ANALYZER, BATTERY | ANALYZER | ANALYZER, BATTERY | Active | MSH | MSH | 1 | Biomedical Engineering | Biomedical Eng. |  |  | C7406302 | 2013-06-07 | 5001 | 2014-06-07 14:57
65522 | ANALYZER, BATTERY | ANALYZER | ANALYZER, BATTERY | Active | MSH | MSH | 1 | Biomedical Engineering | Biomedical Eng. |  |  | C7406302 | 2013-06-07 | 5001 | 2014-06-07 15:04
65524 | Transducer, Fetal Monitoring | Transducer | Transducer, Fetal Monitoring | Active | MSH | MSH | MSH | LABOUR/DELIVERY NUW 4 | L&D 15th Floor | Philips Healthcare | M1355-60011 | DE405G5709 | 2013-06-11 | 769 | 2014-06-11
65525 | Transducer, Fetal Monitoring | Transducer | Transducer, Fetal Monitoring | Active | MSH | MSH | MSH | LABOUR/DELIVERY NUW 4 | L&D 15th Floor | Philips Healthcare | M1355-60011 | DE405G5753 | 2013-06-11 | 769 | 2014-06-11
65526 | Transducer, Fetal Monitoring | Transducer | Transducer, Fetal Monitoring | Active | MSH | MSH | MSH | LABOUR/DELIVERY NUW 4 | L&D 15th Floor | Philips Healthcare | M1355-60011 | DE405G5708 | 2013-06-11 | 769 | 2014-06-11
65527 | Transducer, Fetal Monitoring | Transducer | Transducer, Fetal Monitoring | Active | MSH | MSH | MSH | LABOUR/DELIVERY NUW 4 | L&D 15th Floor | Philips Healthcare | M1355-60011 | DE405G5755 | 2013-06-11 | 769 | 2014-06-11
65528 | Transducer, Fetal Monitoring | Transducer | Transducer, Fetal Monitoring | Active | MSH | MSH | MSH | LABOUR/DELIVERY NUW 4 | L&D 15th Floor | Philips Healthcare | M1355-60011 | DE405G5722 | 2013-06-11 | 769 | 2014-06-11
65529 | Transducer, Fetal Monitoring | Transducer | Transducer, Fetal Monitoring | Active | MSH | MSH | MSH | Obstetrical Suite (L&D) | L&D 15th Floor | Philips Healthcare | M1356-60011 | DE70618688 | 2013-06-11 | 668 | 2014-06-11
65530 | Transducer, Fetal Monitoring | Transducer | Transducer, Fetal Monitoring | Active | MSH | MSH | MSH | Obstetrical Suite (L&D) | L&D 15th Floor | Philips Healthcare | M1356-60011 | DE70618680 | 2013-06-11 | 668 | 2014-06-11
65531 | Transducer, Fetal Monitoring | Transducer | Transducer, Fetal Monitoring | Active | MSH | MSH | MSH | Obstetrical Suite (L&D) | L&D 15th Floor | Philips Healthcare | M1356-60011 | DE70618693 | 2013-06-11 | 668 | 2014-06-11
65541 | Monitors, Physiologic, Multipurpose, Bedside | Monitors, Physiologic | Monitors, Physiologic, Multipurpose, Bedside | Active | MSH | MSH | 3 | Emergency | Emergency | Philips Healthcare | 865240 - MX800 | DE12522503 | 2013-06-21 | 20308 | 2013-06-21 | SW rev N.xx.xx
65542 | Monitors, Physiologic, Multipurpose, Bedside | Monitors, Physiologic | Monitors, Physiologic, Multipurpose, Bedside | Active | MSH | MSH | 5 | ICU | ICU | Philips Healthcare | 865240 - MX800 | DE12522504 | 2013-06-21 | 20308 | 2013-06-21 | SW rev J.xx.xx Unit was being used in MHAU- TEMP- BIOMED SPARE WITH ICU PROFILE
65543 | Monitors, Physiologic, Multipurpose, Bedside | Monitors, Physiologic | Monitors, Physiologic, Multipurpose, Bedside | Active | MSH | MSH | 6 | Endoscopy | 6, room ENDO#2 | Philips Healthcare | 865240 - MX800 | DE12522506 | 2013-06-21 | 20308 | 2013-06-21 | Rev. N Equi Label ENDO-B
65544 | Monitors, Physiologic, Multipurpose, Bedside | Monitors, Physiologic | Monitors, Physiologic, Multipurpose, Bedside | Active | MSH | MSH | 5 | ICU | ICU | Philips Healthcare | 865240 - MX800 | DE12522507 | 2013-06-21 | 20308 | 2013-06-21 | SW rev J.xx.xx Unit was being used in MHAU- TEMP- BIOMED SPARE
65545 | Monitors, Physiologic, Multipurpose, Bedside | Monitors, Physiologic | Monitors, Physiologic, Multipurpose, Bedside | Active | MSH | MSH | 3 | Emergency | Emergency | Philips Healthcare | 865240 - MX800 | DE12522509 | 2013-06-21 | 20308 | 2013-06-21 | SW Rev M Emergency Dept
65547 | RACKS, MODULE | Physiologic Monitor Modules | Physiologic Monitor Module Housings | Active | MSH | MSH | 17U | NICU | NICU | Philips Healthcare | M8048A | DE502C646 | 2013-06-21 | 1200 | 2014-06-21 | belonged to MHAU. No longer used as biomed spare - used in nicu room 38 and is revision J
65548 | RACKS, MODULE | Physiologic Monitor Modules | Physiologic Monitor Module Housings | Active | MSH | MSH | 3 | Emergency | Emergency | Philips Healthcare | M8048A | DE502C647 | 2013-06-21 | 1200 | 2014-06-21 | - Emerg. - Rev M
65549 | RACKS, MODULE | Physiologic Monitor Modules | Physiologic Monitor Module Housings | Active | MSH | MSH | 17U | Emergency | NICU | Philips Healthcare | M8048A | DE502C644 | 2013-06-21 | 1200 | 2014-06-21 | unit belonged to MHAU-now spare (k version)
65550 | RACKS, MODULE | Physiologic Monitor Modules | Physiologic Monitor Module Housings | Active | MSH | MSH | 5 | PACU | 5 th floor -PACU | Philips Healthcare | M8048A | DE502C638 | 2013-06-21 | 1200 | 2014-06-21
65551 | RACKS, MODULE | Physiologic Monitor Modules | Physiologic Monitor Module Housings | Active | MSH | MSH | 1 | Biomedical Engineering | Floor-Biomed Spare | Philips Healthcare | M8048A | DE502C639 | 2013-06-21 | 1200 | 2014-06-21 | Belonged to MHAU-now being used as Biomed spare (Rev L)
65552 | RACKS, MODULE | Physiologic Monitor Modules | Physiologic Monitor Module Housings | Active | MSH | MSH | 5 | PACU | 5th Floor | Philips Healthcare | M8048A | DE502C643 | 2013-06-21 | 1200 | 2014-06-21
65553 | Air-oxygen Blender | Air-oxygen Blender | Air-oxygen Blender | Active | MSH | MSH | MSH | NICU | ICU | Bird Products | 15625 | BBF07802 | 2013-06-13 | 1501 | 2014-06-13
65555 | Sphygmomanometers, Aneroid | Sphygmomanometers | Sphygmomanometers, Aneroid | Active | MSH | MSH | 10N | Nursing 10S Geriatrics | Geriatrics | Welch Allyn | 111-7670-01 | 111223152042 | 2013-04-26 | 199 | 2014-04-26
65556 | Sphygmomanometers, Aneroid | Sphygmomanometers | Sphygmomanometers, Aneroid | Active | MSH | MSH | 10N | Nursing 10S Geriatrics | Geriatrics | Welch Allyn | 111-7670-01 | 120113132531 | 2013-04-26 | 199 | 2014-04-26
65557 | Sphygmomanometers, Aneroid | Sphygmomanometers | Sphygmomanometers, Aneroid | Active | MSH | MSH | 10N | Nursing 10S Geriatrics | Geriatrics | Welch Allyn | 111-7670-01 | 120213094142 | 2013-04-26 | 199 | 2014-04-26
65558 | Sphygmomanometers, Aneroid | Sphygmomanometers | Sphygmomanometers, Aneroid | Active | MSH | MSH | 10N | Nursing 10S Geriatrics | Geriatrics | Welch Allyn | 111-7670-01 | 111223152450 | 2013-04-26 | 199 | 2014-04-26
65559 | Transducer, Fetal Monitoring | Transducer | Transducer, Fetal Monitoring | Active | MSH | MSH | MSH | Obstetrical Suite (L&D) | L&D 15th Floor | Philips Healthcare | M1356-60011 | DE405C1721 | 2013-06-11 | 668 | 2014-06-11
65560 | Transducer, Fetal Monitoring | Transducer | Transducer, Fetal Monitoring | Active | MSH | MSH | MSH | Obstetrical Suite (L&D) | L&D 15th Floor | Philips Healthcare | M1356-60011 | DE405C3258 | 2013-06-11 | 668 | 2014-06-11
65561 | Transducer, Fetal Monitoring | Transducer | Transducer, Fetal Monitoring | Active | MSH | MSH | MSH | Obstetrical Suite (L&D) | L&D 15th Floor | Philips Healthcare | M1356-60011 | DE405D8643 | 2013-06-11 | 668 | 2014-06-11
65562 | Cameras, Endoscopic | Cameras | Cameras, Endoscopic | Active | MSH | OPG | 8th Floor | Urogynaecology-OPG | 8th Floor | STORZ INSTRUMENT CO | 20045020 | UX2536 | 2013-06-25 | 20001 | 2014-06-25 | Based in OPG, Exam Room C, 8-812).
65563 | Cameras, Endoscopic | Cameras | Cameras, Endoscopic | Active | MSH | OPG | 8th Floor | Urogynaecology-OPG | 8th Floor | STORZ INSTRUMENT CO | 20045020 | PW3536 | 2013-06-25 | 20001 | 2014-06-25 | Based in OPG, Exam Room C, 8-810).
65564 | Urodynamic Measurement Systems | Urodynamic Measurement Systems | Urodynamic Measurement Systems | Active | MSH | OPG | 8th Floor | Urogynaecology-OPG | 8th Floor | Mediwatch | UD2A1000US | 00788 | 2013-06-25 | 5001 | 2014-06-25 | Consists of 2 switching power supplies: Sinpro MPU50-108, Ulc approved. Flow transducer model 9034K0103, s/nKT1074; unit model 50034B0011, s/n 01020. PM by vendor
65568 | Thermometers, Electronic, Thermistor/Thermocouple, Patient | Thermometers | Thermometers, Electronic, Thermistor/Thermocouple, Patient | Active | MSH | MSH | 14N | Nursing 14N Surgery |  | Cardinal Health Canada Inc | Filac 3000 AD | A0820331 | 2013-06-26 | 249 | 2016-06-26 | THERMOMETER - 3 YEARS WARRANTY, AND PROBE- 1 YEAR WARRANTY Vendor replaced sn.A1351871 with sn.A0820331, 09.19.2013
65570 | Transducer, Fetal Monitoring | Transducer | Transducer, Fetal Monitoring | Active | MSH | MSH | MSH | Obstetrical Suite (L&D) | L&D | Philips Healthcare | M1356A | DE706C2283 | 2005-01-01 | 1001 | 2006-01-01
65571 | Transducer, Fetal Monitoring | Transducer | Transducer, Fetal Monitoring | Active | MSH | MSH | MSH | Obstetrical Suite (L&D) | L&D 15th Floor | Philips Healthcare | M1355-60011 | NA | 2009-01-01 | 769 | 2010-01-01
65572 | YAG laser, gyne | YAG laser | YAG laser, gyne | Active | MSH | MSH | 7 | SURGICAL SUITE (COMBINED WITH CYSTO) | OR | Dornier MedTech GmbH | D60 | DMB0298 | 2013-06-12 | 40000 | 2014-06-12 | Checked out by Masterplan electrical safety.on May 22, 2012. Wave=940nm. KS: Under One year service contract started AUG. 2021. Attached file.
65576 | Transducer, Fetal Monitoring | Transducer | Transducer, Fetal Monitoring | Active | MSH | MSH | MSH | Obstetrical Suite (L&D) | L&D 15th Floor | Philips Healthcare | M1356-60011 | NA | 2011-01-01 | 668 | 2012-01-01
65581 | Thermometers, Electronic, Infrared | Thermometers | Thermometers, Electronic, Infrared | Active | MSH | MSH | 10S | Coronary Care Unit | CCU | Cardinal Health Canada Inc | Genius 2 | N13538147 | 2013-02-28 | 195 | 2016-02-28 | Vendor replaced sn.N12591997 under warranty with sn.N13538147, 2014.02.25.
65584 | Thermometers, Electronic, Thermistor/Thermocouple, Patient | Thermometers | Thermometers, Electronic, Thermistor/Thermocouple, Patient | Active | MSH | MSH | 10N | Nursing 10S Geriatrics | Geriatrics | Cardinal Health Canada Inc | Filac 3000 AD | A1351049X | 2013-06-26 | 249 | 2016-06-26 | THERMOMETER - 3 YEARS WARRANTY, AND PROBE- 1 YEAR WARRANTY
65585 | Thermometers, Electronic, Thermistor/Thermocouple, Patient | Thermometers | Thermometers, Electronic, Thermistor/Thermocouple, Patient | Active | MSH | MSH | 10N | Nursing 10S Geriatrics | Geriatrics | Cardinal Health Canada Inc | Filac 3000 AD | A1351965 | 2013-06-26 | 249 | 2016-06-26 | THERMOMETER - 3 YEARS WARRANTY, AND PROBE- 1 YEAR WARRANTY
65586 | Thermometers, Electronic, Thermistor/Thermocouple, Patient | Thermometers | Thermometers, Electronic, Thermistor/Thermocouple, Patient | Active | MSH | MSH | 10N | Nursing 10S Geriatrics | Geriatrics | Cardinal Health Canada Inc | Filac 3000 AD | A1352203 | 2013-06-26 | 249 | 2016-06-26 | THERMOMETER - 3 YEARS WARRANTY, AND PROBE- 1 YEAR WARRANTY
65587 | Thermometers, Electronic, Thermistor/Thermocouple, Patient | Thermometers | Thermometers, Electronic, Thermistor/Thermocouple, Patient | Active | MSH | MSH | 10N | Nursing 10S Geriatrics | Geriatrics | Cardinal Health Canada Inc | Filac 3000 AD | A1352270 | 2013-06-26 | 249 | 2016-06-26 | THERMOMETER - 3 YEARS WARRANTY, AND PROBE- 1 YEAR WARRANTY
65588 | Thermometers, Electronic, Thermistor/Thermocouple, Patient | Thermometers | Thermometers, Electronic, Thermistor/Thermocouple, Patient | Active | MSH | MSH | 10N | Nursing 10S Geriatrics | Geriatrics | Cardinal Health Canada Inc | Filac 3000 AD | A1352234 | 2013-06-26 | 249 | 2016-06-26 | THERMOMETER - 3 YEARS WARRANTY, AND PROBE- 1 YEAR WARRANTY
65589 | Thermometers, Electronic, Thermistor/Thermocouple, Patient | Thermometers | Thermometers, Electronic, Thermistor/Thermocouple, Patient | Active | MSH | MSH | 10N | Nursing 10N Geriatrics | Geriatrics | Cardinal Health Canada Inc | Filac 3000 AD | A1351201X | 2013-06-26 | 249 | 2016-06-26 | THERMOMETER - 3 YEARS WARRANTY, AND PROBE- 1 YEAR WARRANTY
65590 | Thermometers, Electronic, Thermistor/Thermocouple, Patient | Thermometers | Thermometers, Electronic, Thermistor/Thermocouple, Patient | Active | MSH | MSH | 10N | Nursing 10N Geriatrics | Geriatrics | Cardinal Health Canada Inc | Filac 3000 AD | A1352241 | 2013-06-26 | 249 | 2016-06-26 | THERMOMETER - 3 YEARS WARRANTY, AND PROBE- 1 YEAR WARRANTY
65591 | Monitors, Vital Signs | Monitors, Vital Signs | Monitors, Vital Signs | Active | MSH | MSH | 4 | Dental Clinic | Dentistry | CRITICARE SYSTEMS INC | 8100EP | 413726772 | 2013-07-12 | 3400 | 2014-07-11 | Rev 4. Unit came with SaO2 probe cat 934-100N; 3-lead ECG cable cat#1073/S; BP hose RECTUS type 20 (made in Germany). BP cuffs CAT 474,475 and 476, small adult, adult and large adult respectably.
65592 | Monitors, Vital Signs | Monitors, Vital Signs | Monitors, Vital Signs | Active | MSH | MSH | 4 | Dental Clinic | Dentistry | CRITICARE SYSTEMS INC | 8100EP | 413726675 | 2013-07-12 | 3400 | 2014-07-12 | Rev 4. Unit came with SaO2 probe cat 934-100N; 3-lead ECG cable cat#1073/S; BP hose RECTUS type 20 (made in Germany). BP cuffs CAT 474,475 and 476, small adult, adult and large adult respectably. ECG cable part# CAT1073/S; Cuff, All Purpose, Small Adult, Cat 474; Cuff, Large Adult, Cat 476;Cuff, Adult, CAT 475; Hose, BP, 10 ft long, CAT 706; SpO2 sensor, CAT 934-10DN
65594 | Transducer, Fetal Monitoring | Transducer | Transducer, Fetal Monitoring | Active | MSH | MSH | MSH | Obstetrical Suite (L&D) | L&D 15th Floor | Philips Healthcare | M1356-60011 | N/A | 2011-01-01 | 668 | 2012-01-01
65595 | Transducer, Fetal Monitoring | Transducer | Transducer, Fetal Monitoring | Active | MSH | MSH | MSH | Obstetrical Suite (L&D) | L&D 15th Floor | Philips Healthcare | M1355-60011 | DE405F3991 | 2011-01-01 | 800 | 2012-01-01
65602 | Monitors, Physiologic, Patient Transport | Monitors, Physiologic | Monitors, Physiologic, Patient Transport | Active | MSH | MSH | MSH | Cath Lab | Cath Lab | Philips Healthcare | M8002A - MP30 | DE728B7442 | 2013-07-23 | 5798 | 2014-07-23 | SW rev J.10.26
65604 | Positive Airway Pressure Units, Continuous | Positive Airway Pressure Units | Positive Airway Pressure Units, Continuous | Active | MSH | MSH | MSH | Respiratory Therapy | Room # 141 | Resmed | S9- H5i | 23111428308/23111427305 | 2013-07-29 | 5001 | 2013-07-29 | Donat to the hospital ( No Alarm unit )
65605 | Beds, Electric, Birthing | Beds | Beds, Electric, Birthing | Active | MSH | MSH | 17U | NICU | NICU | FERNO | POWERFlexx | 13N-256469 | 2013-04-09 | 20001 | 2014-04-09 10:08 | Red
65606 | Beds, Electric, Birthing | Beds | Beds, Electric, Birthing | Active | MSH | MSH | 17U | NICU | NICU | FERNO | POWERFlexx | 13N-255513 | 2013-04-09 | 20001 | 2014-04-09 10:08 | Blue
65609 | Humidifiers, Heated | Humidifiers | Humidifiers, Heated | Active | MSH | MSH | 17U | Respiratory Therapy | NICU | FISHER & PAYKEL MEDICAL INC | MR850 | 041124017904 | 2004-03-22 | 1601 | 2005-03-22
65611 | Pharmaceutical Refrigerator | Pharmaceutical Refrigerator | Pharmaceutical Refrigerator | Active | MSH | MSH | MSH | NICU | NICU 17th | Haier Medical and Laboratory Ltd | HYC-260 | BE0255EIT00B2D1Q0048 | 2013-08-06 | 1500 | 2014-08-06
65612 | Monitors, Vital Signs | Monitors, Vital Signs | Monitors, Vital Signs | Active | MSH | MSH | 1 | Emergency | Biomed | Welch Allyn | 64NXXX-B - CVSM 6000 | 103000032513 | 2013-08-07 | 3501 | 2015-08-07 | Battery Li-ion.
65614 | Infant T-Piece Resuscitator | Infant T-Piece Resuscitator | Infant T-Piece Resuscitator | Active | MSH | MSH | 17U | NICU | 17th Floor - University Side | FISHER & PAYKEL MEDICAL INC | RD900AEU | 070711001852 | 2013-08-13 | 1500 | 2014-08-13 | replaced main front LOT 130522 SN 130522001839
65615 | Infant T-Piece Resuscitator | Infant T-Piece Resuscitator | Infant T-Piece Resuscitator | Active | MSH | MSH | 17U | NICU | 17th Floor - University Side | FISHER & PAYKEL MEDICAL INC | RD900AEU | 070711001847 | 2013-08-13 | 1500 | 2014-08-13 | Replaced main front LOT 130529 SN 130529001936
65616 | Stimulators, Electrical, Brain, Convulsive Therapy | Stimulators | Stimulators, Electrical, Brain, Convulsive Therapy | Active | MSH | MSH | 7 | Nursing 9S Psychiatry | PACU | MECTA CORP | SPECTRUM 5000Q | 12346 | 2013-08-20 | 10000 | 2014-08-20 | Chart paper-dual: 9252-0503; Electrode Gel-9800-0001; Electrode Paste-9800-0002; Concave Electrodes-9010-0008-01; Flat Electrodes- 9010-0009-01; Adjustable Headband- 9825-0001; Mouth Prop- Oberto-9391-0002; EEG Disposable Electrode Pads- 9348-0008-01; EEG/EEG Five Lead Wire Set-9010-0011-13; Pat. Saf. Mon. Cable, EEG1/EEG2; spECTrum :Patient Stimulus Cable-9438-0073; Power Cord- 9161-0008; 9438-0103- Dynamic Load Box; Sensor Box- 9438-0104;spECTrum: Single Hand-Held w/Remote-9438-0076-01;spECTrum: Single Hand-Held w/o Remote-9438-0077-01.
65617 | Aspirators, Emergency | Aspirators | Aspirators, Emergency | Active | MSH | MSH | 7 | SURGICAL SUITE (COMBINED WITH CYSTO) | OR | LAERDAL MEDICAL CORP | 7800xx | 78471251682 | 2013-08-20 | 980 | 2014-08-20 | 3 Year Battery MHAU 10th floor
65619 | Thermometers, Electronic, Thermistor/Thermocouple, Patient | Thermometers | Thermometers, Electronic, Thermistor/Thermocouple, Patient | Active | MSH | MSH | 3 | Emergency | Emergency | Cardinal Health Canada Inc | Filac 3000 AD | A1350331X | 2013-08-23 | 249 | 2016-08-23 | THERMOMETER - 3 YEARS WARRANTY, AND PROBE- 1 YEAR WARRANTY
65620 | Power Systems, Uninterruptible | Power Systems | Power Systems, Uninterruptible | Active | MSH | MSH | 15U | Obstetrical Suite (L&D) | L&D | TRIPP LITE | OMNISMART350HG | AG0M360KSR57HG | 2004-09-07 | 496.37 | 2006-09-07
65623 | Nerve Stimulator | Nerve Stimulator | Nerve Stimulator | Active | MSH | MSH | MSH | SURGICAL SUITE (COMBINED WITH CYSTO) | O.R | LIFE-TECH INC | ES400 | ON1440088 | 2013-09-11 | 700 | 2014-09-11
65627 | Monitors, Physiologic, Multipurpose, Bedside | Monitors, Physiologic | Monitors, Physiologic, Multipurpose, Bedside | Active | MSH | MSH | 5 | ICU | Skills Lab | Philips Healthcare | 865240 - MX800 | DE12524278 | 2013-08-30 | 20308 | 2013-08-30
65639 | Ventilators, Intensive Care, Neonatal/Pediatric | Ventilators | Ventilators, Intensive Care, Neonatal/Pediatric | Active | MSH | MSH | 17U | Respiratory Therapy | NICU | Draeger Medical Canada | Babylog VN500 | ASEJ-0029 | 2013-09-27 | 60001 | 2014-09-27 | With Monitor Infinity C500 SN# 333105064. PS500 date: April.2015
65641 | Sphygmomanometers, Aneroid | Sphygmomanometers | Sphygmomanometers, Aneroid | Active | MSH | MSH | MSH | Urolog. Wellness Koffler | 60 Murray | Welch Allyn | 7670-01 | 130114115236 | 2013-10-01 | 199 | 2014-10-01 | Room # 6015- 6th Floor
65644 | Transducer, Fetal Monitoring | Transducer | Transducer, Fetal Monitoring | Active | MSH | MSH | MSH | Obstetrical Suite (L&D) | L&D 15th Floor | Philips Healthcare | M1356-60011 | N/A | 2009-01-01 | 668 | 2010-01-01
65645 | Transducer, Fetal Monitoring | Transducer | Transducer, Fetal Monitoring | Active | MSH | MSH | MSH | LABOUR/DELIVERY NUW 4 | L&D 15th Floor | Philips Healthcare | M1355-60011 | DE405F3984 | 2009-01-01 | 800 | 2010-01-01
65646 | Transducer, Fetal Monitoring | Transducer | Transducer, Fetal Monitoring | Active | MSH | MSH | MSH | Obstetrical Suite (L&D) | L&D 15th Floor | Philips Healthcare | M1355-60011 | N/A | 2009-01-01 | 800 | 2010-01-01
65647 | Transducer, Fetal Monitoring | Transducer | Transducer, Fetal Monitoring | Active | MSH | MSH | MSH | Obstetrical Suite (L&D) | L&D 15th Floor | Philips Healthcare | M1356-60011 | N/A | 2009-01-01 | 668 | 2010-01-01
65648 | BLADDER SCANNER | BLADDER SCANNER | BLADDER SCANNER | Active | MSH | MSH | 11S | Nursing 11S Medicine | 11th Floor - South Side | Verathon Medical | BVI 3000 | 04076862 | 2013-10-03 | 15001 | 2014-10-03 | for PM information, see T:\2008\bladder scanner PM.doc. Unit comes with dome probe s/n P311076
65650 | Transducer, Fetal Monitoring | Transducer | Transducer, Fetal Monitoring | Active | MSH | MSH | MSH | Obstetrical Suite (L&D) | L&D 15th Floor | Philips Healthcare | M1355-60011 | N/A | 2009-01-01 | 800 | 2010-01-01
65651 | Pulse CO-Oximeter | Pulse CO-Oximeter | Pulse CO-Oximeter | Active | MSH | MSH | 17U | NICU | NICU | MASIMO | Rainbow | 1000017015 | 2013-10-08 | 5001 | 2014-10-08 | Equipment support is provided by Masimo. Unit used for study in NICU . TEMPORARY. Came with a docking station, sn.200264
65652 | Pulse CO-Oximeter | Pulse CO-Oximeter | Pulse CO-Oximeter | Active | MSH | MSH | 17U | NICU | NICU | MASIMO | Rainbow | 1000017016 | 2013-10-08 | 5001 | 2014-10-08 | Equipment support is provided by Masimo. Unit used for study in NICU . TEMPORARY. It came with a docking station, sn.200268.
65653 | EZ-IO Power Driver Vascular Access | EZ-IO Power Driver Vascular Access | EZ-IO Power Driver Vascular Access | Active | MSH | MSH | 3 | Emergency | Emergency | Vidacare | 9058 | H51848 | 2013-10-10 | 395 | 2014-10-10 08:38 | Cost of the case: $55.
65671 | Cap Sealer | Cap Sealer | Cap Sealer | Active | MSH | MSH | MSH | NICU | 18 floor MilkBank | Relco uk Ltd | ICS600H | 6613 | 2013-10-30 | 5001 | 2014-10-30
65679 | Sphygmomanometers, Aneroid | Sphygmomanometers | Sphygmomanometers, Aneroid | Active | MSH | MSH | MSH | PACU | PAU | Welch Allyn | 7670-02 | 080725103818 | 2010-10-17 | 1001 | 2011-10-17
65681 | Thermometers, Electronic, Thermistor/Thermocouple, Patient | Thermometers | Thermometers, Electronic, Thermistor/Thermocouple, Patient | Active | MSH | MSH | 1 | Biomedical Engineering | Biomedical Eng. | Cardinal Health Canada Inc | Filac 3000 AD | A1364399X | 2013-12-05 | 249 | 2016-12-05 | THERMOMETER - 3 YEARS WARRANTY, AND PROBE- 1 YEAR WARRANTY
65684 | BLOOD FLOW DETECTORS, ULTRASONIC | BLOOD FLOW DETECTORS | BLOOD FLOW DETECTORS, ULTRASONIC | Active | MSH | MSH | 7 | SURGICAL SUITE (COMBINED WITH CYSTO) | O.R | HUNTLEIGH TECHNOLOGY INC | D900 | 900LX0162220-13 | 2013-12-09 | 1600 | 2014-12-09 13:36 | Price is with a stand.
65685 | BLOOD FLOW DETECTORS, ULTRASONIC | BLOOD FLOW DETECTORS | BLOOD FLOW DETECTORS, ULTRASONIC | Active | MSH | MSH | 7 | SURGICAL SUITE (COMBINED WITH CYSTO) | O.R | HUNTLEIGH TECHNOLOGY INC | D900 | 900LX0162251-13 | 2013-12-09 | 1600 | 2014-12-09 13:36 | Price is with a stand.
65686 | BLOOD FLOW DETECTORS, ULTRASONIC | BLOOD FLOW DETECTORS | BLOOD FLOW DETECTORS, ULTRASONIC | Active | MSH | MSH | 7 | SURGICAL SUITE (COMBINED WITH CYSTO) | O.R | HUNTLEIGH TECHNOLOGY INC | D900 | 900LX0162223-13 | 2013-12-09 | 1600 | 2014-12-09 13:36 | Price is with a stand.
65698 | Airtransfer mattress | Airtransfer mattress | Airtransfer mattress | Active | MSH | MSH | 7 | Endoscopy | OR | HoverTech | Airtransfer mattress | HM34SPU | 2013-12-18 | 9706 | 2013-12-18 | Price includes: cart, pump, 4 mattresses and box of desposables.
65709 | Monitors, Personal, Blood Pressure, Noninvasive | Monitors | Monitors, Personal, Blood Pressure, Noninvasive | Active | MSH | MSH | MSH | ECG Unit | ECG Unit | SPACELABS INC | 90217A-1 | 217A-002757 | 2012-09-05 | 3001 |  | Battery, AA Alkaline. This unit has been in service for eight years. No warranty.
65711 | Monitors, Physiologic, Multipurpose, Bedside | Monitors, Physiologic | Monitors, Physiologic, Multipurpose, Bedside | Active | MSH | MSH | 5 | ICU | 5 | Philips Healthcare | 865240 - MX800 | DE34528182 | 2013-12-20 | 20308 | 2014-12-20 | SW rev J.xx.xx
65712 | Monitors, Physiologic, Multipurpose, Bedside | Monitors, Physiologic | Monitors, Physiologic, Multipurpose, Bedside | Active | MSH | MSH | 5 | ICU | 5 | Philips Healthcare | 865240 - MX800 | DE34528183 | 2013-12-20 | 20308 | 2014-12-20 | SW rev J.xx.xx
65713 | Monitors, Physiologic, Multipurpose, Bedside | Monitors, Physiologic | Monitors, Physiologic, Multipurpose, Bedside | Active | MSH | MSH | 5 | ICU | 5 | Philips Healthcare | 865240 - MX800 | DE34528184 | 2013-12-20 | 20308 | 2014-12-20 | SW rev J.xx.xx
65714 | Monitors, Physiologic, Multipurpose, Bedside | Monitors, Physiologic | Monitors, Physiologic, Multipurpose, Bedside | Active | MSH | MSH | 5 | ICU | 5 | Philips Healthcare | 865240 - MX800 | DE34528185 | 2013-12-20 | 20308 | 2014-12-20 | SW rev J.xx.xx
65715 | Monitors, Physiologic, Multipurpose, Bedside | Monitors, Physiologic | Monitors, Physiologic, Multipurpose, Bedside | Active | MSH | MSH | 6 | Endoscopy | 6, room ENDO#3 | Philips Healthcare | 865240 - MX800 | DE34528186 | 2013-12-20 | 20308 | 2014-12-20 | Rev. N Equi. Label ENDO-C
65716 | Monitors, Physiologic, Multipurpose, Bedside | Monitors, Physiologic | Monitors, Physiologic, Multipurpose, Bedside | Active | MSH | MSH | 5 | ICU | 5 | Philips Healthcare | 865240 - MX800 | DE34528187 | 2013-12-20 | 20308 | 2014-12-20 | SW rev J.xx.xx
65717 | Monitors, Physiologic, Multipurpose, Bedside | Monitors, Physiologic | Monitors, Physiologic, Multipurpose, Bedside | Active | MSH | MSH | 5 | ICU | 5 | Philips Healthcare | 865240 - MX800 | DE34528195 | 2013-12-20 | 20308 | 2014-12-20 | SW rev J.xx.xx
65718 | Monitors, Physiologic, Multipurpose, Bedside | Monitors, Physiologic | Monitors, Physiologic, Multipurpose, Bedside | Active | MSH | MSH | 5 | ICU | 5 | Philips Healthcare | 865240 - MX800 | DE34528196 | 2013-12-20 | 20308 | 2014-12-20 | SW rev J.xx.xx
65719 | Monitors, Physiologic, Multipurpose, Bedside | Monitors, Physiologic | Monitors, Physiologic, Multipurpose, Bedside | Active | MSH | MSH | 5 | ICU | ICU | Philips Healthcare | 865240 - MX800 | DE34528197 | 2013-12-20 | 20308 | 2014-12-20 | SW rev J.xx.xx
65720 | Monitors, Physiologic, Multipurpose, Bedside | Monitors, Physiologic | Monitors, Physiologic, Multipurpose, Bedside | Active | MSH | MSH | 5 | ICU | 5 | Philips Healthcare | 865240 - MX800 | DE34528198 | 2013-12-20 | 20308 | 2014-12-20 | SW rev J.xx.xx
65721 | Monitors, Physiologic, Multipurpose, Bedside | Monitors, Physiologic | Monitors, Physiologic, Multipurpose, Bedside | Active | MSH | MSH | 5 | ICU | 5 | Philips Healthcare | 865240 - MX800 | DE34528199 | 2013-12-20 | 20308 | 2014-12-20 | SW rev J.xx.xx
65722 | Monitors, Physiologic, Multipurpose, Bedside | Monitors, Physiologic | Monitors, Physiologic, Multipurpose, Bedside | Active | MSH | MSH | 5 | ICU | 5 | Philips Healthcare | 865240 - MX800 | DE34528200 | 2013-12-20 | 20308 | 2014-12-20 | SW rev J.xx.xx
65723 | Monitors, Physiologic, Multipurpose, Bedside | Monitors, Physiologic | Monitors, Physiologic, Multipurpose, Bedside | Active | MSH | MSH | 5 | ICU | 5 | Philips Healthcare | 865240 - MX800 | DE34528201 | 2013-12-20 | 20308 | 2014-12-20 | SW rev J.xx.xx
65724 | Monitors, Physiologic, Multipurpose, Bedside | Monitors, Physiologic | Monitors, Physiologic, Multipurpose, Bedside | Active | MSH | MSH | 5 | ICU | 5 | Philips Healthcare | 865240 - MX800 | DE34528202 | 2013-12-20 | 20308 | 2014-12-20 | SW rev J.xx.xx
65725 | Monitors, Physiologic, Multipurpose, Bedside | Monitors, Physiologic | Monitors, Physiologic, Multipurpose, Bedside | Active | MSH | MSH | 5 | ICU | 5 | Philips Healthcare | 865240 - MX800 | DE34528204 | 2013-12-20 | 20308 | 2014-12-20 | SW rev J.xx.xx
65726 | Monitors, Physiologic, Multipurpose, Bedside | Monitors, Physiologic | Monitors, Physiologic, Multipurpose, Bedside | Active | MSH | MSH | 5 | ICU | 5 | Philips Healthcare | 865240 - MX800 | DE34528208 | 2013-12-20 | 20308 | 2014-12-20 | SW rev J.xx.xx
65727 | Monitors, Physiologic, Multipurpose, Bedside | Monitors, Physiologic | Monitors, Physiologic, Multipurpose, Bedside | Active | MSH | MSH | 5 | ICU | 5 | Philips Healthcare | 865240 - MX800 | DE34528218 | 2013-12-20 | 20308 | 2014-12-20 | SW rev J.xx.xx
65729 | Monitors, Physiologic, Patient Transport | Monitors, Physiologic | Monitors, Physiologic, Patient Transport | Active | MSH | MSH | 17U | NICU | NICU | Philips Healthcare | M3002A - X2 | DE315E6412 | 2013-12-20 | 7000 | 2014-12-20 | SW rev J.xx.xx Moved to Rev M - labelled X2NICU106
65731 | Monitors, Physiologic, Patient Transport | Monitors, Physiologic | Monitors, Physiologic, Patient Transport | Active | MSH | MSH | 17U | NICU | NICU | Philips Healthcare | M3002A - X2 | DE315E6423 | 2013-12-20 | 7000 | 2014-12-20 | SW rev J.xx.xx Moved to Rev M - labelled X2NICU109
65736 | Monitors, Physiologic, Patient Transport | Monitors, Physiologic | Monitors, Physiologic, Patient Transport | Active | MSH | MSH | 1 | Biomedical Engineering | Biomed Rev M | Philips Healthcare | M3002A - X2 | DE315E6445 | 2013-12-20 | 7000 | 2014-12-20 | SW rev J.xx.xx
65744 | Monitors, Physiologic, Patient Transport | Monitors, Physiologic | Monitors, Physiologic, Patient Transport | Active | MSH | MSH | 15U | Obstetrical Suite (L&D) | 15th Floor - University Side | Philips Healthcare | M3002A - X2 | DE315E6530 | 2013-12-20 | 7000 | 2014-12-20 | L&D SPARE
65745 | Microstream CO2 extension | Physiologic Monitor Modules | Physiologic Monitor Modules, Exhaled Carbon Dioxide | Active | MSH | MSH | 5 | PACU | PACU | Philips Healthcare | M3015A - CO2 MMS | DE13876715 | 2013-12-20 | 4644 | 2014-12-20 | Software ver J.xx.xxx
65746 | Microstream CO2 extension | Physiologic Monitor Modules | Physiologic Monitor Modules, Exhaled Carbon Dioxide | Active | MSH | MSH | 18 | ICU | ICU | Philips Healthcare | M3015A - CO2 MMS | DE13876716 | 2013-12-20 | 4644 | 2014-12-20 | Software ver J.xx.xxx
65749 | Microstream CO2 extension | Physiologic Monitor Modules | Physiologic Monitor Modules, Exhaled Carbon Dioxide | Active | MSH | MSH | 1 | Biomedical Engineering | Biomedical Engineering | Philips Healthcare | M3015A - CO2 MMS | DE13876722 | 2013-12-20 | 4644 | 2014-12-20 | Software ver J.xx.xxx
65751 | Microstream CO2 extension | Physiologic Monitor Modules | Physiologic Monitor Modules, Exhaled Carbon Dioxide | Active | MSH | MSH | 18 | ICU | ICU | Philips Healthcare | M3015A - CO2 MMS | DE13876724 | 2013-12-20 | 4644 | 2014-12-20 | Software ver J.xx.xxx
65753 | Microstream CO2 extension | Physiologic Monitor Modules | Physiologic Monitor Modules, Exhaled Carbon Dioxide | Active | MSH | MSH | 18 | ICU | ICU | Philips Healthcare | M3015A - CO2 MMS | DE13876730 | 2013-12-20 | 4644 | 2014-12-20 | Software ver J.xx.xxx
65757 | Microstream CO2 extension | Physiologic Monitor Modules | Physiologic Monitor Modules, Exhaled Carbon Dioxide | Active | MSH | MSH | 18 | ICU | ICU | Philips Healthcare | M3015A - CO2 MMS | DE13876736 | 2013-12-20 | 4644 | 2014-12-20 | Software ver J.xx.xxx
65758 | Microstream CO2 extension | Physiologic Monitor Modules | Physiologic Monitor Modules, Exhaled Carbon Dioxide | Active | MSH | MSH | 18 | ICU | ICU | Philips Healthcare | M3015A - CO2 MMS | DE13876737 | 2013-12-20 | 4644 | 2014-12-20 | Software ver J.xx.xxx
65760 | Microstream CO2 extension | Physiologic Monitor Modules | Physiologic Monitor Modules, Exhaled Carbon Dioxide | Active | MSH | MSH | 18 | ICU | ICU | Philips Healthcare | M3015A - CO2 MMS | DE13876739 | 2013-12-20 | 4644 | 2014-12-20 | Software ver J.xx.xxx
65765 | Touchscreen Monitor | Touchscreen Monitor | Touchscreen Monitor | Active | MSH | MSH | 7 | SURGICAL SUITE (COMBINED WITH CYSTO) | O.R | Elo Touchsystems | 1928L | J10C034472 | 2014-01-03 | 5001 | 2015-01-03 15:29
65769 | Curing Light | Curing Light | Curing Light | Active | MSH | MSH | 4 | Dental Clinic | Dentistry | CAULK DENTSPLY | 700 | 23445 | 2014-01-06 | 600 | 2015-01-06
65770 | RACKS, MODULE | Physiologic Monitor Modules | Physiologic Monitor Module Housings | Active | MSH | MSH | 5 | ICU | 5 | Philips Healthcare | M8048A | DE502C4183 | 2013-12-20 | 1200 | 2014-12-20
65771 | RACKS, MODULE | Physiologic Monitor Modules | Physiologic Monitor Module Housings | Active | MSH | MSH | 5 | ICU | 5 | Philips Healthcare | M8048A | DE502C4244 | 2013-12-20 | 1200 | 2014-12-20
65772 | RACKS, MODULE | Physiologic Monitor Modules | Physiologic Monitor Module Housings | Active | MSH | MSH | 5 | ICU | 5 | Philips Healthcare | M8048A | DE502C4243 | 2013-12-20 | 1200 | 2014-12-20
65773 | RACKS, MODULE | Physiologic Monitor Modules | Physiologic Monitor Module Housings | Active | MSH | MSH | 5 | ICU | 5 | Philips Healthcare | M8048A | DE502C4201 | 2013-12-20 | 1200 | 2014-12-20
65774 | RACKS, MODULE | Physiologic Monitor Modules | Physiologic Monitor Module Housings | Active | MSH | MSH | 5 | ICU | 5 | Philips Healthcare | M8048A | DE502C4180 | 2013-12-20 | 1200 | 2014-12-20
65775 | RACKS, MODULE | Physiologic Monitor Modules | Physiologic Monitor Module Housings | Active | MSH | MSH | 5 | ICU | 5 | Philips Healthcare | M8048A | DE502C4248 | 2013-12-20 | 1200 | 2014-12-20
65776 | RACKS, MODULE | Physiologic Monitor Modules | Physiologic Monitor Module Housings | Active | MSH | MSH | 5 | ICU | 5 | Philips Healthcare | M8048A | DE502C4245 | 2013-12-20 | 1200 | 2014-12-20
65777 | RACKS, MODULE | Physiologic Monitor Modules | Physiologic Monitor Module Housings | Active | MSH | MSH | 5 | PACU | PACU | Philips Healthcare | M8048A | DE502C4178 | 2013-12-20 | 1200 | 2014-12-20 | Software rev K - Sept 4, 2020
65778 | RACKS, MODULE | Physiologic Monitor Modules | Physiologic Monitor Module Housings | Active | MSH | MSH | 5 | ICU | 5 | Philips Healthcare | M8048A | DE502C4157 | 2013-12-20 | 1200 | 2014-12-20
65779 | RACKS, MODULE | Physiologic Monitor Modules | Physiologic Monitor Module Housings | Active | MSH | MSH | 5 | ICU | 5 | Philips Healthcare | M8048A | DE502C160 | 2013-12-20 | 1200 | 2014-12-20
65780 | RACKS, MODULE | Physiologic Monitor Modules | Physiologic Monitor Module Housings | Active | MSH | MSH | 5 | ICU | 5 | Philips Healthcare | M8048A | DE502C4190 | 2013-12-20 | 1200 | 2014-12-20
65781 | RACKS, MODULE | Physiologic Monitor Modules | Physiologic Monitor Module Housings | Active | MSH | MSH | 5 | ICU | 5 | Philips Healthcare | M8048A | DE502C4179 | 2013-12-20 | 1200 | 2014-12-20
65782 | RACKS, MODULE | Physiologic Monitor Modules | Physiologic Monitor Module Housings | Active | MSH | MSH | 5 | ICU | 5 | Philips Healthcare | M8048A | DE502B0776 | 2013-12-20 | 1200 | 2014-12-20
65783 | RACKS, MODULE | Physiologic Monitor Modules | Physiologic Monitor Module Housings | Active | MSH | MSH | 5 | ICU | 5 | Philips Healthcare | M8048A | DE502B0776 | 2013-12-20 | 1200 | 2014-12-20
65784 | RACKS, MODULE | Physiologic Monitor Modules | Physiologic Monitor Module Housings | Active | MSH | MSH | 5 | ICU | 5 | Philips Healthcare | M8048A | DE502B0776 | 2013-12-20 | 1200 | 2014-12-20
65785 | RACKS, MODULE | Physiologic Monitor Modules | Physiologic Monitor Module Housings | Active | MSH | MSH | 5 | ICU | 5 | Philips Healthcare | M8048A | DE502B0776 | 2013-12-20 | 1200 | 2014-12-20
65786 | RACKS, MODULE | Physiologic Monitor Modules | Physiologic Monitor Module Housings | Active | MSH | MSH | 5 | ICU | 5 | Philips Healthcare | M8048A | DE502B0776 | 2013-12-20 | 1200 | 2014-12-20
65787 | EC10 Module | Physiologic Monitor Modules | Network Hubs | Active | MSH | MSH | 17U | NICU | 17 - University | Philips Healthcare | 865115 - EC10 | DE31712502 | 2014-01-06 | 1589.4 | 2015-01-06 | all latest drivers
65788 | EC10 Module | Physiologic Monitor Modules | Network Hubs | Active | MSH | MSH | 17U | NICU | 17 - University | Philips Healthcare | 865115 - EC10 | DE31712477 | 2014-01-06 | 1589.4 | 2015-01-06 | has all latest drivers
65789 | EC10 Module | Physiologic Monitor Modules | Network Hubs | Active | MSH | MSH | 17U | NICU | 17 - University | Philips Healthcare | 865115 - EC10 | DE31712517 | 2014-01-06 | 1589.4 | 2015-01-06 | has all latest drivers
65790 | EC10 Module | Physiologic Monitor Modules | Network Hubs | Active | MSH | MSH | 17U | NICU | 17 - University | Philips Healthcare | 865115 - EC10 | DE31712483 | 2014-01-06 | 1589.4 | 2015-01-06 | all latest NICU drivers
65791 | EC10 Module | Physiologic Monitor Modules | Network Hubs | Active | MSH | MSH | 17U | NICU | 17 - University | Philips Healthcare | 865115 - EC10 | DE31712487 | 2014-01-06 | 1589.4 | 2015-01-06 | Open Interface Driver
65792 | EC10 Module | Physiologic Monitor Modules | Network Hubs | Active | MSH | MSH | 17U | NICU | 17 - University | Philips Healthcare | 865115 - EC10 | DE31712494 | 2014-01-06 | 1589.4 | 2015-01-06 | all latest NICU drivers
65793 | EC10 Module | Physiologic Monitor Modules | Network Hubs | Active | MSH | MSH | 17U | NICU | 17 - University | Philips Healthcare | 865115 - EC10 | DE31712493 | 2014-01-06 | 1589.4 | 2015-01-06 | Open Interface Driver March 2021- department changed to NICU-as of now only NICU is using them-also loaded all NICU vent drivers
65794 | EC10 Module | Physiologic Monitor Modules | Network Hubs | Active | MSH | MSH | 17U | NICU | 17 - University | Philips Healthcare | 865115 - EC10 | DE31712510 | 2014-01-06 | 1589.4 | 2015-01-06 | has all latest drivers
65795 | EC10 Module | Physiologic Monitor Modules | Network Hubs | Active | MSH | MSH | 17U | NICU | 17 - University | Philips Healthcare | 865115 - EC10 | DE31712505 | 2014-01-06 | 1589.4 | 2015-01-06 | PB840 Driver March 2021- department changed to NICU-as of now only NICU is using them-also loaded all NICU vent drivers
65796 | EC10 Module | Physiologic Monitor Modules | Network Hubs | Active | MSH | MSH | 17U | NICU | 17 - University | Philips Healthcare | 865115 - EC10 | DE31712509 | 2014-01-06 | 1589.4 | 2015-01-06 | has all latest drivers
65797 | EC10 Module | Physiologic Monitor Modules | Network Hubs | Active | MSH | MSH | 17U | NICU | 17 - University | Philips Healthcare | 865115 - EC10 | DE31712503 | 2014-01-06 | 1589.4 | 2015-01-06 | all latest drivers
65798 | EC10 Module | Physiologic Monitor Modules | Network Hubs | Active | MSH | MSH | 17U | NICU | 7 OR-AGM- University | Philips Healthcare | 865115 - EC10 | DE31712506 | 2014-01-06 | 1589.4 | 2015-01-06 | ZEUS IE driver
65799 | EC10 Module | Physiologic Monitor Modules | Network Hubs | Active | MSH | MSH | 17U | NICU | 17 - University | Philips Healthcare | 865115 - EC10 | DE31712507 | 2014-01-06 | 1589.4 | 2015-01-06 | ALL LATEST DRIVERS
65800 | EC10 Module | Physiologic Monitor Modules | Network Hubs | Active | MSH | MSH | 17U | NICU | 17 - University | Philips Healthcare | 865115 - EC10 | DE31712511 | 2014-01-06 | 1589.4 | 2015-01-06 | has all latest drivers
65801 | EC10 Module | Physiologic Monitor Modules | Network Hubs | Active | MSH | MSH | 18 | ICU | ICU | Philips Healthcare | 865115 - EC10 | DE31712497 | 2014-01-06 | 1589.4 | 2015-01-06 12:25 | PB840 Driver
65802 | EC10 Module | Physiologic Monitor Modules | Network Hubs | Active | MSH | MSH | 18 | ICU | ICU | Philips Healthcare | 865115 - EC10 | DE31712502 | 2014-01-06 | 1589.4 | 2015-01-06 12:25
65828 | Thermometers, Electronic, Infrared | Thermometers | Thermometers, Electronic, Infrared | Active | MSH | MSH | 11S | Nursing 11S Medicine |  | Cardinal Health Canada Inc | Genius 2 | N13571180 | 2014-01-10 | 195 | 2017-01-10
65831 | Variable Speed Air Supply Unit | Variable Speed Air Supply Unit | Variable Speed Air Supply Unit | Active | MSH | MSH | 7 | SURGICAL SUITE (COMBINED WITH CYSTO) | 7th Floor | HoverTech | HTAIR1200 | 2D060566 | 2014-01-10 | 974 | 2015-01-10
65832 | Variable Speed Air Supply Unit | Variable Speed Air Supply Unit | Variable Speed Air Supply Unit | Active | MSH | MSH | 18 | ICU | ICU | HoverTech | HTAIR1200 | 2D060549 | 2014-01-10 | 974 | 2015-01-10 13:59
65833 | Variable Speed Air Supply Unit | Variable Speed Air Supply Unit | Variable Speed Air Supply Unit | Active | MSH | MSH | 18 | ICU | ICU | HoverTech | HTAIR1200 | 2D060544 | 2014-01-10 | 974 | 2015-01-10 13:59
65834 | Variable Speed Air Supply Unit | Variable Speed Air Supply Unit | Variable Speed Air Supply Unit | Active | MSH | MSH | 7 | SURGICAL SUITE (COMBINED WITH CYSTO) | 7th Floor | HoverTech | HTAIR1200 | 2D060588 | 2014-01-10 | 974 | 2015-01-10
65835 | Variable Speed Air Supply Unit | Variable Speed Air Supply Unit | Variable Speed Air Supply Unit | Active | MSH | MSH | 7 | SURGICAL SUITE (COMBINED WITH CYSTO) | 7th Floor | HoverTech | HTAIR1200 | 2D060593 | 2014-01-10 | 974 | 2015-01-10
65836 | Variable Speed Air Supply Unit | Variable Speed Air Supply Unit | Variable Speed Air Supply Unit | Active | MSH | MSH | 18 | ICU | ICU | HoverTech | HTAIR1200 | 2D060529 | 2014-01-10 | 974 | 2015-01-10 13:59
65837 | Variable Speed Air Supply Unit | Variable Speed Air Supply Unit | Variable Speed Air Supply Unit | Active | MSH | MSH | 7 | SURGICAL SUITE (COMBINED WITH CYSTO) | OR | HoverTech | HTAIR1200 | 2D060557 | 2014-01-10 | 974 | 2015-01-10
65838 | Variable Speed Air Supply Unit | Variable Speed Air Supply Unit | Variable Speed Air Supply Unit | Active | MSH | MSH | 14N | Nursing 14N Surgical SDU | Step Down Unit | HoverTech | HTAIR1200 | 2D061019 | 2014-01-10 | 974 | 2015-01-10 13:59
65839 | Variable Speed Air Supply Unit | Variable Speed Air Supply Unit | Variable Speed Air Supply Unit | Active | MSH | MSH | 7 | SURGICAL SUITE (COMBINED WITH CYSTO) | 7th Floor | HoverTech | HTAIR1200 | 2D061009 | 2014-01-10 | 974 | 2015-01-10
65840 | Variable Speed Air Supply Unit | Variable Speed Air Supply Unit | Variable Speed Air Supply Unit | Active | MSH | MSH | 7 | SURGICAL SUITE (COMBINED WITH CYSTO) | OR | HoverTech | HTAIR1200 | 2D061036 | 2014-01-10 | 974 | 2015-01-10
65841 | Variable Speed Air Supply Unit | Variable Speed Air Supply Unit | Variable Speed Air Supply Unit | Active | MSH | MSH | 15U | Obstetrical Suite (L&D) | 15th Floor - University Side | HoverTech | HTAIR1200 | 2D060539 | 2014-01-10 | 974 | 2015-01-10 | Located in OR 3
65842 | Variable Speed Air Supply Unit | Variable Speed Air Supply Unit | Variable Speed Air Supply Unit | Active | MSH | MSH | 11N | Nursing 11N Medicine |  | HoverTech | HTAIR1200 | 2D060520 | 2014-01-10 | 974 | 2015-01-10 13:59
65843 | Variable Speed Air Supply Unit | Variable Speed Air Supply Unit | Variable Speed Air Supply Unit | Active | MSH | MSH | 7 | SURGICAL SUITE (COMBINED WITH CYSTO) | 7th Floor | HoverTech | HTAIR1200 | 2D060531 | 2014-01-10 | 974 | 2015-01-10
65844 | Variable Speed Air Supply Unit | Variable Speed Air Supply Unit | Variable Speed Air Supply Unit | Active | MSH | MSH | 18 | ICU | ICU | HoverTech | HTAIR1200 | 2D061011 | 2014-01-10 | 974 | 2015-01-10 13:59
65845 | Variable Speed Air Supply Unit | Variable Speed Air Supply Unit | Variable Speed Air Supply Unit | Active | MSH | MSH | 7 | SURGICAL SUITE (COMBINED WITH CYSTO) | 7th Floor | HoverTech | HTAIR1200 | 2D060598 | 2014-01-10 | 974 | 2015-01-10
65846 | Variable Speed Air Supply Unit | Variable Speed Air Supply Unit | Variable Speed Air Supply Unit | Active | MSH | MSH | 7 | SURGICAL SUITE (COMBINED WITH CYSTO) | OR | HoverTech | HTAIR1200 | 2D060678 | 2014-01-10 | 974 | 2015-01-10
65847 | Variable Speed Air Supply Unit | Variable Speed Air Supply Unit | Variable Speed Air Supply Unit | Active | MSH | MSH | 7 | SURGICAL SUITE (COMBINED WITH CYSTO) | 7th Floor | HoverTech | HTAIR1200 | 2D060547 | 2014-01-10 | 974 | 2015-01-10
65848 | Variable Speed Air Supply Unit | Variable Speed Air Supply Unit | Variable Speed Air Supply Unit | Active | MSH | MSH | 7 | SURGICAL SUITE (COMBINED WITH CYSTO) | 7th Floor | HoverTech | HTAIR1200 | 2D060913 | 2014-01-10 | 974 | 2015-01-10
65852 | Aspirators, Emergency | Aspirators | Aspirators, Emergency | Active | MSH | MSH | 1 | Biomedical Engineering | Spare | LAERDAL MEDICAL CORP | 780030 | 78491361735 | 2014-01-13 | 980 | 2015-01-13 | 3 Year Battery
65853 | Aspirators, Emergency | Aspirators | Aspirators, Emergency | Active | MSH | MSH | 10S | Coronary Care Unit | 10th Floor - South Side | LAERDAL MEDICAL CORP | 780030 | 78491361722 | 2014-01-13 | 980 | 2015-01-13 | 3 Year Battery
65855 | Aspirators, Emergency | Aspirators | Aspirators, Emergency | Active | MSH | MSH | 16N | 16N Med/Surg Temp Surge | Surge | LAERDAL MEDICAL CORP | 780030 | 78491361721 | 2014-01-13 | 980 | 2015-01-13 | 3 Year Battery Nov 12/24 - moved to 16N Surge
65856 | Aspirators, Emergency | Aspirators | Aspirators, Emergency | Active | MSH | MSH | 1 | Biomedical Engineering | Spare | LAERDAL MEDICAL CORP | 780030 | 78491361739 | 2014-01-13 | 980 | 2015-01-13 | 3 Year Battery 2014
65857 | Aspirators, Emergency | Aspirators | Aspirators, Emergency | Active | MSH | MSH | 15U | Obstetrical Suite (L&D) | L&D OR | LAERDAL MEDICAL CORP | 780030 | 78491361711 | 2014-01-13 | 980 | 2015-01-13 | 3 Year Battery
65858 | Aspirators, Emergency | Aspirators | Aspirators, Emergency | Active | MSH | MSH | 1 | Biomedical Engineering | Spare | LAERDAL MEDICAL CORP | 780030 | 78491361733 | 2014-01-13 | 980 | 2015-01-13 | 3 Year Battery
65859 | Aspirators, Emergency | Aspirators | Aspirators, Emergency | Active | MSH | MSH | 10N | Nursing 10N Geriatrics | 10th Floor - North Side | LAERDAL MEDICAL CORP | 780030 | 78491361716 | 2014-01-13 | 980 | 2015-01-13 | 3 Year Battery
65861 | Aspirators, Emergency | Aspirators | Aspirators, Emergency | Active | MSH | MSH | 18 | ICU | ICU | LAERDAL MEDICAL CORP | 780030 | 78491361732 | 2014-01-13 | 980 | 2015-01-13 | 3 Year Battery
65862 | Aspirators, Emergency | Aspirators | Aspirators, Emergency | Active | MSH | MSH | 18 | ICU | ICU | LAERDAL MEDICAL CORP | 780030 | 78491361714 | 2014-01-13 | 980 | 2015-01-13 | 3 Year Battery
65863 | Aspirators, Emergency | Aspirators | Aspirators, Emergency | Active | MSH | MSH | 18 | ICU | ICU | LAERDAL MEDICAL CORP | 780030 | 78491361712 | 2014-01-13 | 980 | 2015-01-13 | 3 Year Battery
65864 | Aspirators, Emergency | Aspirators | Aspirators, Emergency | Active | MSH | MSH | 17U | NICU | NICU | LAERDAL MEDICAL CORP | 780030 | 78491361730 | 2014-01-13 | 980 | 2015-01-13 | 3 Year Battery
65865 | Aspirators, Emergency | Aspirators | Aspirators, Emergency | Active | MSH | MSH | 3 | Respiratory Therapy | E.R. | LAERDAL MEDICAL CORP | 780030 | 78491361738 | 2014-01-13 | 980 | 2015-01-13 | 2014 (3 Year Battery)
65866 | Aspirators, Emergency | Aspirators | Aspirators, Emergency | Active | MSH | MSH | 18 | ICU | ICU | LAERDAL MEDICAL CORP | 780030 | 78491361734 | 2014-01-13 | 980 | 2015-01-13 | 3 Year Battery
65868 | Aspirators, Emergency | Aspirators | Aspirators, Emergency | Active | MSH | MSH | 17U | Respiratory Therapy | NICU | LAERDAL MEDICAL CORP | 780010 | 78080893328 | 2013-02-28 | 980 | 2014-02-28 | 3 Year Battery 11N
65869 | Aspirators, Emergency | Aspirators | Aspirators, Emergency | Active | MSH | MSH | 11N | Respiratory Therapy |  | LAERDAL MEDICAL CORP | 780010 | 78401077682 | 2013-02-28 | 980 | 2014-02-28 | 3 Year Battery 11N
65870 | Video Systems, Endoscopic | Video Systems | Video Systems, Endoscopic | Active | MSH | MSH | 5 | Respiratory Therapy | ICU | OLYMPUS CORP MEDICAL INSTRUMENT DIV | CV-190 - Evis Exera III | 7380284 | 2014-01-15 | 20001 | 2015-01-15 | Transferred to new tower+display (May 8/23): 1067037 (display) 65870 (CV-190) 65871 (CLV-190)
65871 | Light Sources, Fiberoptic, Flexible Endoscopic | Light Sources | Light Sources, Fiberoptic, Flexible Endoscopic | Active | MSH | MSH | 5 | Respiratory Therapy | ICU | OLYMPUS CORP MEDICAL INSTRUMENT DIV | CLV-190 - Evis Exera III | 7340069 | 2014-01-15 | 10001 | 2015-01-15 | Transferred to new tower+display (May 8/23): 1067037 (display) 65870 (CV-190) 65871 (CLV-190)
65874 | Aspirators, Emergency | Aspirators | Aspirators, Emergency | Active | MSH | MSH | 17U | NICU | NICU | LAERDAL MEDICAL CORP | 780010 | 78111071283 | 2006-07-10 | 501 | 2007-07-10 | BATTERY OPERATED PM: only battery replacement every 3 years
65875 | Infusion Pumps, Syringe | INFUSION PUMPS | Infusion Pumps, Syringe | Active | MSH | MSH | 17U | NICU | NICU | Alaris Medical Systems | 8110 - Syringe Module | 13931135 | 2014-01-22 | 2926 | 2018-01-22
65876 | Infusion Pumps, Syringe | INFUSION PUMPS | Infusion Pumps, Syringe | Active | MSH | MSH | 17U | NICU | NICU | Alaris Medical Systems | 8110 - Syringe Module | 13976613 | 2014-01-22 | 2926 | 2018-01-22
65877 | Infusion Pumps, Syringe | INFUSION PUMPS | Infusion Pumps, Syringe | Active | MSH | MSH | 17U | NICU | NICU | Alaris Medical Systems | 8110 - Syringe Module | 13978076 | 2014-01-22 | 2926 | 2018-01-22
65878 | Infusion Pumps, Syringe | INFUSION PUMPS | Infusion Pumps, Syringe | Active | MSH | MSH | 17U | NICU | NICU | Alaris Medical Systems | 8110 - Syringe Module | 13976585 | 2014-01-22 | 2926 | 2018-01-22
65879 | Infusion Pumps, Syringe | INFUSION PUMPS | Infusion Pumps, Syringe | Active | MSH | MSH | 17U | NICU | NICU | Alaris Medical Systems | 8110 - Syringe Module | 13976901 | 2014-01-22 | 2926 | 2018-01-22
65880 | Infusion Pumps, Syringe | INFUSION PUMPS | Infusion Pumps, Syringe | Active | MSH | MSH | 17U | NICU | NICU | Alaris Medical Systems | 8110 - Syringe Module | 13931046 | 2014-01-22 | 2926 | 2018-01-22
65881 | Infusion Pumps, Syringe | INFUSION PUMPS | Infusion Pumps, Syringe | Active | MSH | MSH | 17U | NICU | NICU | Alaris Medical Systems | 8110 - Syringe Module | 13977875 | 2014-01-22 | 2926 | 2018-01-22
65882 | Infusion Pumps, Syringe | INFUSION PUMPS | Infusion Pumps, Syringe | Active | MSH | MSH | 17U | NICU | NICU | Alaris Medical Systems | 8110 - Syringe Module | 13934123 | 2014-01-22 | 2926 | 2018-01-22
65883 | Infusion Pumps, Syringe | INFUSION PUMPS | Infusion Pumps, Syringe | Active | MSH | MSH | 17U | NICU | NICU | Alaris Medical Systems | 8110 - Syringe Module | 13931301 | 2014-01-22 | 2926 | 2018-01-22
65884 | Infusion Pumps, Syringe | INFUSION PUMPS | Infusion Pumps, Syringe | Active | MSH | MSH | 17U | NICU | NICU | Alaris Medical Systems | 8110 - Syringe Module | 13976693 | 2014-01-22 | 2926 | 2018-01-22
65885 | Infusion Pumps, Syringe | INFUSION PUMPS | Infusion Pumps, Syringe | Active | MSH | MSH | 17U | NICU | NICU | Alaris Medical Systems | 8110 - Syringe Module | 13977877 | 2014-01-22 | 2926 | 2018-01-22
65886 | Infusion Pumps, Syringe | INFUSION PUMPS | Infusion Pumps, Syringe | Active | MSH | MSH | 17U | NICU | NICU | Alaris Medical Systems | 8110 - Syringe Module | 13976509 | 2014-01-22 | 2926 | 2018-01-22
65887 | Infusion Pumps, Syringe | INFUSION PUMPS | Infusion Pumps, Syringe | Active | MSH | MSH | 17U | NICU | NICU | Alaris Medical Systems | 8110 - Syringe Module | 13972097 | 2014-01-22 | 2926 | 2018-01-22
65888 | Infusion Pumps, Syringe | INFUSION PUMPS | Infusion Pumps, Syringe | Active | MSH | MSH | 17U | NICU | NICU | Alaris Medical Systems | 8110 - Syringe Module | 13976798 | 2014-01-22 | 2926 | 2018-01-22
65889 | Infusion Pumps, Syringe | INFUSION PUMPS | Infusion Pumps, Syringe | Active | MSH | MSH | 17U | NICU | NICU | Alaris Medical Systems | 8110 - Syringe Module | 13972055 | 2014-01-22 | 2926 | 2018-01-22
65890 | Infusion Pumps, Syringe | INFUSION PUMPS | Infusion Pumps, Syringe | Active | MSH | MSH | 17U | NICU | NICU | Alaris Medical Systems | 8110 - Syringe Module | 13930525 | 2025-03-28 | 2926 | 2018-01-22
65891 | Infusion Pumps, Syringe | INFUSION PUMPS | Infusion Pumps, Syringe | Active | MSH | MSH | 17U | NICU | NICU | Alaris Medical Systems | 8110 - Syringe Module | 13930487 | 2014-01-22 | 2926 | 2018-01-22
65892 | Infusion Pumps, Syringe | INFUSION PUMPS | Infusion Pumps, Syringe | Active | MSH | MSH | 17U | NICU | NICU | Alaris Medical Systems | 8110 - Syringe Module | 13972178 | 2014-01-22 | 2926 | 2018-01-22
65893 | Infusion Pumps, Syringe | INFUSION PUMPS | Infusion Pumps, Syringe | Active | MSH | MSH | 17U | NICU | NICU | Alaris Medical Systems | 8110 - Syringe Module | 13973179 | 2014-01-22 | 2926 | 2018-01-22
65894 | Infusion Pumps, Syringe | INFUSION PUMPS | Infusion Pumps, Syringe | Active | MSH | MSH | 17U | NICU | NICU | Alaris Medical Systems | 8110 - Syringe Module | 13971863 | 2014-01-22 | 2926 | 2018-01-22
65895 | Infusion Pumps, Syringe | INFUSION PUMPS | Infusion Pumps, Syringe | Active | MSH | MSH | 17U | NICU | NICU | Alaris Medical Systems | 8110 - Syringe Module | 13972014 | 2014-01-22 | 2926 | 2018-01-22
65896 | Infusion Pumps, Syringe | INFUSION PUMPS | Infusion Pumps, Syringe | Active | MSH | MSH | 17U | NICU | NICU | Alaris Medical Systems | 8110 - Syringe Module | 13973219 | 2014-01-22 | 2926 | 2018-01-22
65897 | Infusion Pumps, Syringe | INFUSION PUMPS | Infusion Pumps, Syringe | Active | MSH | MSH | 17U | NICU | NICU | Alaris Medical Systems | 8110 - Syringe Module | 13976797 | 2014-01-22 | 2926 | 2018-01-22
65898 | Infusion Pumps, Syringe | INFUSION PUMPS | Infusion Pumps, Syringe | Active | MSH | MSH | 17U | NICU | NICU | Alaris Medical Systems | 8110 - Syringe Module | 13972436 | 2014-01-22 | 2926 | 2018-01-22
65899 | Infusion Pumps, Syringe | INFUSION PUMPS | Infusion Pumps, Syringe | Active | MSH | MSH | 17U | NICU | NICU | Alaris Medical Systems | 8110 - Syringe Module | 13972452 | 2014-01-22 | 2926 | 2018-01-22
65900 | Infusion Pumps, Syringe | INFUSION PUMPS | Infusion Pumps, Syringe | Active | MSH | MSH | 17U | NICU | NICU | Alaris Medical Systems | 8110 - Syringe Module | 13930926 | 2014-01-22 | 2926 | 2018-01-22
65901 | Infusion Pumps, Syringe | INFUSION PUMPS | Infusion Pumps, Syringe | Active | MSH | MSH | 17U | NICU | NICU | Alaris Medical Systems | 8110 - Syringe Module | 13972096 | 2014-01-22 | 2926 | 2018-01-22
65902 | Infusion Pumps, Syringe | INFUSION PUMPS | Infusion Pumps, Syringe | Active | MSH | MSH | 17U | NICU | NICU | Alaris Medical Systems | 8110 - Syringe Module | 13972098 | 2014-01-22 | 2926 | 2018-01-22
65903 | Infusion Pumps, Syringe | INFUSION PUMPS | Infusion Pumps, Syringe | Active | MSH | MSH | 17U | NICU | NICU | Alaris Medical Systems | 8110 - Syringe Module | 13972709 | 2014-01-22 | 2926 | 2018-01-22
65904 | Infusion Pumps, Syringe | INFUSION PUMPS | Infusion Pumps, Syringe | Active | MSH | MSH | 17U | NICU | NICU | Alaris Medical Systems | 8110 - Syringe Module | 13973209 | 2014-01-22 | 2926 | 2018-01-22
65905 | Infusion Pumps, Syringe | INFUSION PUMPS | Infusion Pumps, Syringe | Active | MSH | MSH | 17U | NICU | NICU | Alaris Medical Systems | 8110 - Syringe Module | 13972632 | 2014-01-22 | 2926 | 2018-01-22
65906 | Infusion Pumps, Syringe | INFUSION PUMPS | Infusion Pumps, Syringe | Active | MSH | MSH | 17U | NICU | NICU | Alaris Medical Systems | 8110 - Syringe Module | 13971907 | 2014-01-22 | 2926 | 2018-01-22 | Training Module
65907 | Infusion Pumps, Syringe | INFUSION PUMPS | Infusion Pumps, Syringe | Active | MSH | MSH | 17U | NICU | NICU | Alaris Medical Systems | 8110 - Syringe Module | 13972095 | 2014-01-22 | 2926 | 2018-01-22
65908 | Infusion Pumps, Syringe | INFUSION PUMPS | Infusion Pumps, Syringe | Active | MSH | MSH | 17U | NICU | NICU | Alaris Medical Systems | 8110 - Syringe Module | 13971331 | 2014-01-22 | 2926 | 2018-01-22
65909 | Infusion Pumps, Syringe | INFUSION PUMPS | Infusion Pumps, Syringe | Active | MSH | MSH | 17U | NICU | NICU | Alaris Medical Systems | 8110 - Syringe Module | 13973065 | 2014-01-22 | 2926 | 2018-01-22
65910 | Infusion Pumps, Syringe | INFUSION PUMPS | Infusion Pumps, Syringe | Active | MSH | MSH | 17U | NICU | NICU | Alaris Medical Systems | 8110 - Syringe Module | 13972094 | 2014-01-22 | 2926 | 2018-01-22
65911 | Infusion Pumps, Syringe | INFUSION PUMPS | Infusion Pumps, Syringe | Active | MSH | MSH | 17U | NICU | NICU | Alaris Medical Systems | 8110 - Syringe Module | 13972716 | 2014-01-22 | 2926 | 2018-01-22
65912 | Infusion Pumps, Syringe | INFUSION PUMPS | Infusion Pumps, Syringe | Active | MSH | MSH | 17U | NICU | NICU | Alaris Medical Systems | 8110 - Syringe Module | 13973468 | 2014-01-22 | 2926 | 2018-01-22
65913 | Infusion Pumps, Syringe | INFUSION PUMPS | Infusion Pumps, Syringe | Active | MSH | MSH | 17U | NICU | NICU | Alaris Medical Systems | 8110 - Syringe Module | 13976900 | 2014-01-22 | 2926 | 2018-01-22
65914 | Infusion Pumps, Syringe | INFUSION PUMPS | Infusion Pumps, Syringe | Active | MSH | MSH | 17U | NICU | NICU | Alaris Medical Systems | 8110 - Syringe Module | 13977578 | 2014-01-22 | 2926 | 2018-01-22
65915 | Infusion Pumps, Syringe | INFUSION PUMPS | Infusion Pumps, Syringe | Active | MSH | MSH | 17U | NICU | NICU | Alaris Medical Systems | 8110 - Syringe Module | 13977790 | 2014-01-22 | 2926 | 2018-01-22
65916 | Infusion Pumps, Syringe | INFUSION PUMPS | Infusion Pumps, Syringe | Active | MSH | MSH | 17U | NICU | NICU | Alaris Medical Systems | 8110 - Syringe Module | 13976588 | 2014-01-22 | 2926 | 2018-01-22
65917 | Infusion Pumps, Syringe | INFUSION PUMPS | Infusion Pumps, Syringe | Active | MSH | MSH | 17U | NICU | NICU | Alaris Medical Systems | 8110 - Syringe Module | 13975681 | 2014-01-22 | 2926 | 2018-01-22
65918 | Infusion Pumps, Syringe | INFUSION PUMPS | Infusion Pumps, Syringe | Active | MSH | MSH | 17U | NICU | NICU | Alaris Medical Systems | 8110 - Syringe Module | 13976478 | 2014-01-22 | 2926 | 2018-01-22
65919 | Infusion Pumps, Syringe | INFUSION PUMPS | Infusion Pumps, Syringe | Active | MSH | MSH | 17U | NICU | NICU | Alaris Medical Systems | 8110 - Syringe Module | 13973585 | 2014-01-22 | 2926 | 2018-01-22
65920 | Infusion Pumps, Syringe | INFUSION PUMPS | Infusion Pumps, Syringe | Active | MSH | MSH | 17U | NICU | NICU | Alaris Medical Systems | 8110 - Syringe Module | 13973308 | 2014-01-22 | 2926 | 2018-01-22
65921 | Infusion Pumps, Syringe | INFUSION PUMPS | Infusion Pumps, Syringe | Active | MSH | MSH | 17U | NICU | NICU | Alaris Medical Systems | 8110 - Syringe Module | 13931085 | 2014-01-22 | 2926 | 2018-01-22
65922 | Infusion Pumps, Syringe | INFUSION PUMPS | Infusion Pumps, Syringe | Active | MSH | MSH | 17U | NICU | NICU | Alaris Medical Systems | 8110 - Syringe Module | 13972802 | 2014-01-22 | 2926 | 2018-01-22
65923 | Infusion Pumps, Syringe | INFUSION PUMPS | Infusion Pumps, Syringe | Active | MSH | MSH | 17U | NICU | NICU | Alaris Medical Systems | 8110 - Syringe Module | 13973360 | 2014-01-22 | 2926 | 2018-01-22
65924 | Infusion Pumps, Syringe | INFUSION PUMPS | Infusion Pumps, Syringe | Active | MSH | MSH | 17U | NICU | NICU | Alaris Medical Systems | 8110 - Syringe Module | 13973401 | 2014-01-22 | 2926 | 2018-01-22
65925 | Infusion Pumps, Syringe | INFUSION PUMPS | Infusion Pumps, Syringe | Active | MSH | MSH | 17U | NICU | NICU | Alaris Medical Systems | 8110 - Syringe Module | 13976431 | 2014-01-22 | 2926 | 2018-01-22
65926 | Infusion Pumps, Syringe | INFUSION PUMPS | Infusion Pumps, Syringe | Active | MSH | MSH | 17U | NICU | NICU | Alaris Medical Systems | 8110 - Syringe Module | 13976477 | 2014-01-22 | 2926 | 2018-01-22
65927 | Infusion Pumps, Syringe | INFUSION PUMPS | Infusion Pumps, Syringe | Active | MSH | MSH | 17U | NICU | NICU | Alaris Medical Systems | 8110 - Syringe Module | 13931340 | 2014-01-22 | 2926 | 2018-01-22
65928 | Infusion Pumps, Syringe | INFUSION PUMPS | Infusion Pumps, Syringe | Active | MSH | MSH | 17U | NICU | NICU | Alaris Medical Systems | 8110 - Syringe Module | 13975685 | 2014-01-22 | 2926 | 2018-01-22
65929 | Infusion Pumps, Syringe | INFUSION PUMPS | Infusion Pumps, Syringe | Active | MSH | MSH | 17U | NICU | NICU | Alaris Medical Systems | 8110 - Syringe Module | 13973518 | 2014-01-22 | 2926 | 2018-01-22
65930 | Infusion Pumps, Syringe | INFUSION PUMPS | Infusion Pumps, Syringe | Active | MSH | MSH | 17U | NICU | NICU | Alaris Medical Systems | 8110 - Syringe Module | 13975684 | 2014-01-22 | 2926 | 2018-01-22
65931 | Infusion Pumps, Syringe | INFUSION PUMPS | Infusion Pumps, Syringe | Active | MSH | MSH | 17U | NICU | NICU | Alaris Medical Systems | 8110 - Syringe Module | 13973563 | 2014-01-22 | 2926 | 2018-01-22
65932 | Infusion Pumps, Syringe | INFUSION PUMPS | Infusion Pumps, Syringe | Active | MSH | MSH | 17U | NICU | NICU | Alaris Medical Systems | 8110 - Syringe Module | 13973176 | 2014-01-22 | 2926 | 2018-01-22
65933 | Infusion Pumps, Syringe | INFUSION PUMPS | Infusion Pumps, Syringe | Active | MSH | MSH | 17U | NICU | NICU | Alaris Medical Systems | 8110 - Syringe Module | 13972748 | 2014-01-22 | 2926 | 2018-01-22
65934 | Infusion Pumps, Syringe | INFUSION PUMPS | Infusion Pumps, Syringe | Active | MSH | MSH | 17U | NICU | NICU | Alaris Medical Systems | 8110 - Syringe Module | 13973440 | 2014-01-22 | 2926 | 2018-01-22
65935 | Infusion Pumps, Syringe | INFUSION PUMPS | Infusion Pumps, Syringe | Active | MSH | MSH | 17U | NICU | NICU | Alaris Medical Systems | 8110 - Syringe Module | 13972663 | 2014-01-22 | 2926 | 2018-01-22
65936 | Infusion Pumps, Syringe | INFUSION PUMPS | Infusion Pumps, Syringe | Active | MSH | MSH | 17U | NICU | NICU | Alaris Medical Systems | 8110 - Syringe Module | 13971869 | 2014-01-22 | 2926 | 2018-01-22
65937 | Infusion Pumps, Syringe | INFUSION PUMPS | Infusion Pumps, Syringe | Active | MSH | MSH | 17U | NICU | NICU | Alaris Medical Systems | 8110 - Syringe Module | 13972054 | 2014-01-22 | 2926 | 2018-01-22
65938 | Infusion Pumps, Syringe | INFUSION PUMPS | Infusion Pumps, Syringe | Active | MSH | MSH | 17U | NICU | NICU | Alaris Medical Systems | 8110 - Syringe Module | 13977922 | 2014-01-22 | 2926 | 2018-01-22
65939 | Infusion Pumps, Syringe | INFUSION PUMPS | Infusion Pumps, Syringe | Active | MSH | MSH | 17U | NICU | NICU | Alaris Medical Systems | 8110 - Syringe Module | 13977922 | 2014-01-22 | 2926 | 2018-01-22
65940 | Infusion Pumps, Syringe | INFUSION PUMPS | Infusion Pumps, Syringe | Active | MSH | MSH | 17U | NICU | NICU | Alaris Medical Systems | 8110 - Syringe Module | 13971909 | 2014-01-22 | 2926 | 2018-01-22
65941 | Infusion Pumps, Syringe | INFUSION PUMPS | Infusion Pumps, Syringe | Active | MSH | MSH | 17U | NICU | NICU | Alaris Medical Systems | 8110 - Syringe Module | 13971867 | 2014-01-22 | 2926 | 2018-01-22
65942 | Infusion Pumps, Syringe | INFUSION PUMPS | Infusion Pumps, Syringe | Active | MSH | MSH | 17U | NICU | NICU | Alaris Medical Systems | 8110 - Syringe Module | 13976851 | 2014-01-22 | 2926 | 2018-01-22
65943 | Infusion Pumps, Syringe | INFUSION PUMPS | Infusion Pumps, Syringe | Active | MSH | MSH | 17U | NICU | NICU | Alaris Medical Systems | 8110 - Syringe Module | 13976614 | 2014-01-22 | 2926 | 2018-01-22
65944 | Infusion Pumps, Syringe | INFUSION PUMPS | Infusion Pumps, Syringe | Active | MSH | MSH | 17U | NICU | NICU | Alaris Medical Systems | 8110 - Syringe Module | 13977470 | 2014-01-22 | 2926 | 2018-01-22
65945 | Infusion Pumps, Syringe | INFUSION PUMPS | Infusion Pumps, Syringe | Active | MSH | MSH | 17U | NICU | NICU | Alaris Medical Systems | 8110 - Syringe Module | 13972052 | 2014-01-22 | 2926 | 2018-01-22
65946 | Infusion Pumps, Syringe | INFUSION PUMPS | Infusion Pumps, Syringe | Active | MSH | MSH | 17U | NICU | NICU | Alaris Medical Systems | 8110 - Syringe Module | 13978079 | 2014-01-22 | 2926 | 2018-01-22 | BIOMED SPARE
65947 | Infusion Pumps, Syringe | INFUSION PUMPS | Infusion Pumps, Syringe | Active | MSH | MSH | 17U | NICU | NICU | Alaris Medical Systems | 8110 - Syringe Module | 13977921 | 2014-01-22 | 2926 | 2018-01-22
65948 | Infusion Pumps, Syringe | INFUSION PUMPS | Infusion Pumps, Syringe | Active | MSH | MSH | 17U | NICU | NICU | Alaris Medical Systems | 8110 - Syringe Module | 13977776 | 2014-01-22 | 2926 | 2018-01-22
65949 | Infusion Pumps, Syringe | INFUSION PUMPS | Infusion Pumps, Syringe | Active | MSH | MSH | 17U | NICU | NICU | Alaris Medical Systems | 8110 - Syringe Module | 13975683 | 2014-01-22 | 2926 | 2018-01-22
65950 | Infusion Pumps, Syringe | INFUSION PUMPS | Infusion Pumps, Syringe | Active | MSH | MSH | 17U | NICU | NICU | Alaris Medical Systems | 8110 - Syringe Module | 13976691 | 2014-01-22 | 2926 | 2018-01-22
65951 | Infusion Pumps, Syringe | INFUSION PUMPS | Infusion Pumps, Syringe | Active | MSH | MSH | 17U | NICU | NICU | Alaris Medical Systems | 8110 - Syringe Module | 13976796 | 2014-01-22 | 2926 | 2018-01-22 | Training Module
65952 | Infusion Pumps, Syringe | INFUSION PUMPS | Infusion Pumps, Syringe | Active | MSH | MSH | 17U | NICU | NICU | Alaris Medical Systems | 8110 - Syringe Module | 13976663 | 2014-01-22 | 2926 | 2018-01-22
65953 | Infusion Pumps, Syringe | INFUSION PUMPS | Infusion Pumps, Syringe | Active | MSH | MSH | 17U | NICU | NICU | Alaris Medical Systems | 8110 - Syringe Module | 13976853 | 2014-01-22 | 2926 | 2018-01-22
65954 | Infusion Pumps, Syringe | INFUSION PUMPS | Infusion Pumps, Syringe | Active | MSH | MSH | 17U | NICU | NICU | Alaris Medical Systems | 8110 - Syringe Module | 13976510 | 2014-01-22 | 2926 | 2018-01-22
65955 | Infusion Pumps, Syringe | INFUSION PUMPS | Infusion Pumps, Syringe | Active | MSH | MSH | 17U | NICU | NICU | Alaris Medical Systems | 8110 - Syringe Module | 13975695 | 2014-01-22 | 2926 | 2018-01-22
65956 | Infusion Pumps, Syringe | INFUSION PUMPS | Infusion Pumps, Syringe | Active | MSH | MSH | 17U | NICU | NICU | Alaris Medical Systems | 8110 - Syringe Module | 13973288 | 2014-01-22 | 2926 | 2018-01-22
65957 | Infusion Pumps, Syringe | INFUSION PUMPS | Infusion Pumps, Syringe | Active | MSH | MSH | 17U | NICU | NICU | Alaris Medical Systems | 8110 - Syringe Module | 13973289 | 2014-01-22 | 2926 | 2018-01-22
65958 | Infusion Pumps, Syringe | INFUSION PUMPS | Infusion Pumps, Syringe | Active | MSH | MSH | 17U | NICU | NICU | Alaris Medical Systems | 8110 - Syringe Module | 13977469 | 2014-01-22 | 2926 | 2018-01-22
65959 | Infusion Pumps, Syringe | INFUSION PUMPS | Infusion Pumps, Syringe | Active | MSH | MSH | 17U | NICU | NICU | Alaris Medical Systems | 8110 - Syringe Module | 13978077 | 2014-01-22 | 2926 | 2018-01-22
65960 | Infusion Pumps, Syringe | INFUSION PUMPS | Infusion Pumps, Syringe | Active | MSH | MSH | 17U | NICU | NICU | Alaris Medical Systems | 8110 - Syringe Module | 13976432 | 2014-01-22 | 2926 | 2018-01-22
65961 | Infusion Pumps, Syringe | INFUSION PUMPS | Infusion Pumps, Syringe | Active | MSH | MSH | 17U | NICU | NICU | Alaris Medical Systems | 8110 - Syringe Module | 13975537 | 2014-01-22 | 2926 | 2018-01-22
65962 | Infusion Pumps, Syringe | INFUSION PUMPS | Infusion Pumps, Syringe | Active | MSH | MSH | 17U | NICU | NICU | Alaris Medical Systems | 8110 - Syringe Module | 13972642 | 2014-01-22 | 2926 | 2018-01-22
65963 | Infusion Pumps, Syringe | INFUSION PUMPS | Infusion Pumps, Syringe | Active | MSH | MSH | 17U | NICU | NICU | Alaris Medical Systems | 8110 - Syringe Module | 13972175 | 2014-01-22 | 2926 | 2018-01-22
65964 | Infusion Pumps, Syringe | INFUSION PUMPS | Infusion Pumps, Syringe | Active | MSH | MSH | 17U | NICU | NICU | Alaris Medical Systems | 8110 - Syringe Module | 13975697 | 2014-01-22 | 2926 | 2018-01-22
65965 | Infusion Pumps, Syringe | INFUSION PUMPS | Infusion Pumps, Syringe | Active | MSH | MSH | 17U | NICU | NICU | Alaris Medical Systems | 8110 - Syringe Module | 13973403 | 2014-01-22 | 2926 | 2018-01-22
65966 | Infusion Pumps, Syringe | INFUSION PUMPS | Infusion Pumps, Syringe | Active | MSH | MSH | 17U | NICU | NICU | Alaris Medical Systems | 8110 - Syringe Module | 13972839 | 2014-01-22 | 2926 | 2018-01-22
65967 | Infusion Pumps, Syringe | INFUSION PUMPS | Infusion Pumps, Syringe | Active | MSH | MSH | 17U | NICU | NICU | Alaris Medical Systems | 8110 - Syringe Module | 13977874 | 2014-01-22 | 2926 | 2018-01-22
65968 | Infusion Pumps, Syringe | INFUSION PUMPS | Infusion Pumps, Syringe | Active | MSH | MSH | 17U | NICU | NICU | Alaris Medical Systems | 8110 - Syringe Module | 13973204 | 2014-01-22 | 2926 | 2018-01-22
65969 | Infusion Pumps, Syringe | INFUSION PUMPS | Infusion Pumps, Syringe | Active | MSH | MSH | 17U | NICU | NICU | Alaris Medical Systems | 8110 - Syringe Module | 13972015 | 2014-01-22 | 2926 | 2018-01-22
65970 | Infusion Pumps, Syringe | INFUSION PUMPS | Infusion Pumps, Syringe | Active | MSH | MSH | 17U | NICU | NICU | Alaris Medical Systems | 8110 - Syringe Module | 13977528 | 2014-01-22 | 2926 | 2018-01-22
65971 | Infusion Pumps, Syringe | INFUSION PUMPS | Infusion Pumps, Syringe | Active | MSH | MSH | 17U | NICU | NICU | Alaris Medical Systems | 8110 - Syringe Module | 13972777 | 2014-01-22 | 2926 | 2018-01-22
65972 | Infusion Pumps, Syringe | INFUSION PUMPS | Infusion Pumps, Syringe | Active | MSH | MSH | 17U | NICU | NICU | Alaris Medical Systems | 8110 - Syringe Module | 13972840 | 2014-01-22 | 2926 | 2018-01-22
65973 | Infusion Pumps, Syringe | INFUSION PUMPS | Infusion Pumps, Syringe | Active | MSH | MSH | 17U | NICU | NICU | Alaris Medical Systems | 8110 - Syringe Module | 13975602 | 2014-01-22 | 2926 | 2018-01-22
65974 | Infusion Pumps, Syringe | INFUSION PUMPS | Infusion Pumps, Syringe | Active | MSH | MSH | 17U | NICU | NICU | Alaris Medical Systems | 8110 - Syringe Module | 13976362 | 2014-01-22 | 2926 | 2018-01-22
65975 | Infusion Pumps, Syringe | INFUSION PUMPS | Infusion Pumps, Syringe | Active | MSH | MSH | 17U | NICU | NICU | Alaris Medical Systems | 8110 - Syringe Module | 13972176 | 2014-01-22 | 2926 | 2018-01-22
65976 | Infusion Pumps, Syringe | INFUSION PUMPS | Infusion Pumps, Syringe | Active | MSH | MSH | 17U | NICU | NICU | Alaris Medical Systems | 8110 - Syringe Module | 13972584 | 2014-01-22 | 2926 | 2018-01-22
65977 | Infusion Pumps, Syringe | INFUSION PUMPS | Infusion Pumps, Syringe | Active | MSH | MSH | 17U | NICU | NICU | Alaris Medical Systems | 8110 - Syringe Module | 13973520 | 2014-01-22 | 2926 | 2018-01-22
65978 | Infusion Pumps, Syringe | INFUSION PUMPS | Infusion Pumps, Syringe | Active | MSH | MSH | 17U | NICU | NICU | Alaris Medical Systems | 8110 - Syringe Module | 13977876 | 2014-01-22 | 2926 | 2018-01-22
65979 | Infusion Pumps, Syringe | INFUSION PUMPS | Infusion Pumps, Syringe | Active | MSH | MSH | 17U | NICU | NICU | Alaris Medical Systems | 8110 - Syringe Module | 13976363 | 2014-01-22 | 2926 | 2018-01-22
65981 | Infusion Pumps, Syringe | INFUSION PUMPS | Infusion Pumps, Syringe | Active | MSH | MSH | 17U | NICU | NICU | Alaris Medical Systems | 8110 - Syringe Module | 13978073 | 2014-01-22 | 2926 | 2018-01-22
65982 | Infusion Pumps, Syringe | INFUSION PUMPS | Infusion Pumps, Syringe | Active | MSH | MSH | 17U | NICU | NICU | Alaris Medical Systems | 8110 - Syringe Module | 13977603 | 2014-01-22 | 2926 | 2018-01-22
65983 | Infusion Pumps, Syringe | INFUSION PUMPS | Infusion Pumps, Syringe | Active | MSH | MSH | 17U | NICU | NICU | Alaris Medical Systems | 8110 - Syringe Module | 13975696 | 2014-01-22 | 2926 | 2018-01-22
65984 | Infusion Pumps, Syringe | INFUSION PUMPS | Infusion Pumps, Syringe | Active | MSH | MSH | 17U | NICU | NICU | Alaris Medical Systems | 8110 - Syringe Module | 13972453 | 2014-01-22 | 2926 | 2018-01-22
65985 | Infusion Pumps, Syringe | INFUSION PUMPS | Infusion Pumps, Syringe | Active | MSH | MSH | 17U | NICU | NICU | Alaris Medical Systems | 8110 - Syringe Module | 13973219 | 2014-01-22 | 2926 | 2018-01-22
65986 | Infusion Pumps, Syringe | INFUSION PUMPS | Infusion Pumps, Syringe | Active | MSH | MSH | 17U | NICU | NICU | Alaris Medical Systems | 8110 - Syringe Module | 13978075 | 2014-01-22 | 2926 | 2018-01-22
65987 | Infusion Pumps, Syringe | INFUSION PUMPS | Infusion Pumps, Syringe | Active | MSH | MSH | 17U | NICU | NICU | Alaris Medical Systems | 8110 - Syringe Module | 13973061 | 2014-01-22 | 2926 | 2018-01-22
65988 | Infusion Pumps, Syringe | INFUSION PUMPS | Infusion Pumps, Syringe | Active | MSH | MSH | 17U | NICU | NICU | Alaris Medical Systems | 8110 - Syringe Module | 13973145 | 2014-01-22 | 2926 | 2018-01-22
65989 | Infusion Pumps, Syringe | INFUSION PUMPS | Infusion Pumps, Syringe | Active | MSH | MSH | 17U | NICU | NICU | Alaris Medical Systems | 8110 - Syringe Module | 13972841 | 2014-01-22 | 2926 | 2018-01-22
65990 | Infusion Pumps, Syringe | INFUSION PUMPS | Infusion Pumps, Syringe | Active | MSH | MSH | 17U | NICU | NICU | Alaris Medical Systems | 8110 - Syringe Module | 13973307 | 2014-01-22 | 2926 | 2018-01-22
65992 | Infusion Pumps, Syringe | INFUSION PUMPS | Infusion Pumps, Syringe | Active | MSH | MSH | 17U | NICU | NICU | Alaris Medical Systems | 8110 - Syringe Module | 13976536 | 2014-01-22 | 2926 | 2018-01-22
65993 | Infusion Pumps, Syringe | INFUSION PUMPS | Infusion Pumps, Syringe | Active | MSH | MSH | 17U | NICU | NICU | Alaris Medical Systems | 8110 - Syringe Module | 13971865 | 2014-01-22 | 2926 | 2018-01-22
65994 | Infusion Pumps, Syringe | INFUSION PUMPS | Infusion Pumps, Syringe | Active | MSH | MSH | 17U | NICU | NICU | Alaris Medical Systems | 8110 - Syringe Module | 13976795 | 2014-01-22 | 2926 | 2018-01-22
65996 | INFUSION PUMPS, GENERAL PURPOSE | INFUSION PUMPS | INFUSION PUMPS, GENERAL PURPOSE | Active | MSH | MSH | 17U | NICU | NICU | Alaris Medical Systems | 8015 - PCU | 13992881 | 2014-01-22 | 2200 | 2018-01-22
65997 | INFUSION PUMPS, GENERAL PURPOSE | INFUSION PUMPS | INFUSION PUMPS, GENERAL PURPOSE | Active | MSH | MSH | 17U | NICU | NICU | Alaris Medical Systems | 8015 - PCU | 13994176 | 2014-01-22 | 2200 | 2018-01-22
65998 | INFUSION PUMPS, GENERAL PURPOSE | INFUSION PUMPS | INFUSION PUMPS, GENERAL PURPOSE | Active | MSH | MSH | 17U | NICU | NICU | Alaris Medical Systems | 8015 - PCU | 13993231 | 2014-01-22 | 2200 | 2018-01-22
65999 | INFUSION PUMPS, GENERAL PURPOSE | INFUSION PUMPS | INFUSION PUMPS, GENERAL PURPOSE | Active | MSH | MSH | 17U | NICU | NICU | Alaris Medical Systems | 8015 - PCU | 13994545 | 2014-01-22 | 2200 | 2018-01-22
66000 | INFUSION PUMPS, GENERAL PURPOSE | INFUSION PUMPS | INFUSION PUMPS, GENERAL PURPOSE | Active | MSH | MSH | 17U | NICU | NICU | Alaris Medical Systems | 8015 - PCU | 13994275 | 2014-01-22 | 2200 | 2018-01-22
66001 | INFUSION PUMPS, GENERAL PURPOSE | INFUSION PUMPS | INFUSION PUMPS, GENERAL PURPOSE | Active | MSH | MSH | 17U | NICU | NICU | Alaris Medical Systems | 8015 - PCU | 13994457 | 2014-01-22 | 2200 | 2018-01-22
66002 | INFUSION PUMPS, GENERAL PURPOSE | INFUSION PUMPS | INFUSION PUMPS, GENERAL PURPOSE | Active | MSH | MSH | 17U | NICU | NICU | Alaris Medical Systems | 8015 - PCU | 13994137 | 2014-01-22 | 2200 | 2018-01-22
66003 | INFUSION PUMPS, GENERAL PURPOSE | INFUSION PUMPS | INFUSION PUMPS, GENERAL PURPOSE | Active | MSH | MSH | 17U | NICU | NICU | Alaris Medical Systems | 8015 - PCU | 13994492 | 2014-01-22 | 2200 | 2018-01-22
66005 | INFUSION PUMPS, GENERAL PURPOSE | INFUSION PUMPS | INFUSION PUMPS, GENERAL PURPOSE | Active | MSH | MSH | 17U | NICU | NICU | Alaris Medical Systems | 8015 - PCU | 13994369 | 2014-01-22 | 2200 | 2018-01-22
66006 | INFUSION PUMPS, GENERAL PURPOSE | INFUSION PUMPS | INFUSION PUMPS, GENERAL PURPOSE | Active | MSH | MSH | 17U | NICU | NICU | Alaris Medical Systems | 8015 - PCU | 13994519 | 2014-01-22 | 2200 | 2018-01-22
66007 | INFUSION PUMPS, GENERAL PURPOSE | INFUSION PUMPS | INFUSION PUMPS, GENERAL PURPOSE | Active | MSH | MSH | 17U | NICU | NICU | Alaris Medical Systems | 8015 - PCU | 13994608 | 2014-01-22 | 2200 | 2018-01-22
66008 | INFUSION PUMPS, GENERAL PURPOSE | INFUSION PUMPS | INFUSION PUMPS, GENERAL PURPOSE | Active | MSH | MSH | 17U | NICU | NICU | Alaris Medical Systems | 8015 - PCU | 13992887 | 2014-01-22 | 2200 | 2018-01-22
66009 | INFUSION PUMPS, GENERAL PURPOSE | INFUSION PUMPS | INFUSION PUMPS, GENERAL PURPOSE | Active | MSH | MSH | 17U | NICU | NICU | Alaris Medical Systems | 8015 - PCU | 13994419 | 2014-01-22 | 2200 | 2018-01-22
66010 | INFUSION PUMPS, GENERAL PURPOSE | INFUSION PUMPS | INFUSION PUMPS, GENERAL PURPOSE | Active | MSH | MSH | 17U | NICU | NICU | Alaris Medical Systems | 8015 - PCU | 13994070 | 2014-01-22 | 450 | 2018-01-22
66011 | INFUSION PUMPS, GENERAL PURPOSE | INFUSION PUMPS | INFUSION PUMPS, GENERAL PURPOSE | Active | MSH | MSH | 17U | NICU | NICU | Alaris Medical Systems | 8015 - PCU | 13994259 | 2014-01-22 | 450 | 2018-01-22
66012 | INFUSION PUMPS, GENERAL PURPOSE | INFUSION PUMPS | INFUSION PUMPS, GENERAL PURPOSE | Active | MSH | MSH | 17U | NICU | NICU | Alaris Medical Systems | 8015 - PCU | 13994495 | 2014-01-22 | 450 | 2018-01-22
66013 | INFUSION PUMPS, GENERAL PURPOSE | INFUSION PUMPS | INFUSION PUMPS, GENERAL PURPOSE | Active | MSH | MSH | 17U | NICU | NICU | Alaris Medical Systems | 8015 - PCU | 13994291 | 2014-01-22 | 450 | 2018-01-22
66014 | INFUSION PUMPS, GENERAL PURPOSE | INFUSION PUMPS | INFUSION PUMPS, GENERAL PURPOSE | Active | MSH | MSH | 17U | NICU | NICU | Alaris Medical Systems | 8015 - PCU | 13994590 | 2014-01-22 | 450 | 2018-01-22
66015 | INFUSION PUMPS, GENERAL PURPOSE | INFUSION PUMPS | INFUSION PUMPS, GENERAL PURPOSE | Active | MSH | MSH | 17U | NICU | NICU | Alaris Medical Systems | 8015 - PCU | 13994526 | 2014-01-22 | 450 | 2018-01-22
66016 | INFUSION PUMPS, GENERAL PURPOSE | INFUSION PUMPS | INFUSION PUMPS, GENERAL PURPOSE | Active | MSH | MSH | 17U | NICU | NICU | Alaris Medical Systems | 8015 - PCU | 13994524 | 2014-01-22 | 450 | 2018-01-22
66017 | INFUSION PUMPS, GENERAL PURPOSE | INFUSION PUMPS | INFUSION PUMPS, GENERAL PURPOSE | Active | MSH | MSH | 17U | NICU | NICU | Alaris Medical Systems | 8015 - PCU | 13994530 | 2014-01-22 | 450 | 2018-01-22
66018 | INFUSION PUMPS, GENERAL PURPOSE | INFUSION PUMPS | INFUSION PUMPS, GENERAL PURPOSE | Active | MSH | MSH | 17U | NICU | NICU | Alaris Medical Systems | 8015 - PCU | 13994193 | 2014-01-22 | 450 | 2018-01-22
66019 | INFUSION PUMPS, GENERAL PURPOSE | INFUSION PUMPS | INFUSION PUMPS, GENERAL PURPOSE | Active | MSH | MSH | 17U | NICU | NICU | Alaris Medical Systems | 8015 - PCU | 13994587 | 2014-01-22 | 450 | 2018-01-22
66020 | INFUSION PUMPS, GENERAL PURPOSE | INFUSION PUMPS | INFUSION PUMPS, GENERAL PURPOSE | Active | MSH | MSH | 17U | NICU | NICU | Alaris Medical Systems | 8015 - PCU | 13994487 | 2014-01-22 | 2200 | 2018-01-22
66021 | INFUSION PUMPS, GENERAL PURPOSE | INFUSION PUMPS | INFUSION PUMPS, GENERAL PURPOSE | Active | MSH | MSH | 17U | NICU | NICU | Alaris Medical Systems | 8015 - PCU | 13994591 | 2014-01-22 | 2200 | 2018-01-22
66022 | INFUSION PUMPS, GENERAL PURPOSE | INFUSION PUMPS | INFUSION PUMPS, GENERAL PURPOSE | Active | MSH | MSH | 17U | NICU | NICU | Alaris Medical Systems | 8015 - PCU | 13994541 | 2014-01-22 | 2200 | 2018-01-22
66023 | INFUSION PUMPS, GENERAL PURPOSE | INFUSION PUMPS | INFUSION PUMPS, GENERAL PURPOSE | Active | MSH | MSH | 17U | NICU | NICU | Alaris Medical Systems | 8015 - PCU | 13994161 | 2014-01-22 | 2200 | 2018-01-22
66024 | INFUSION PUMPS, GENERAL PURPOSE | INFUSION PUMPS | INFUSION PUMPS, GENERAL PURPOSE | Active | MSH | MSH | 17U | NICU | NICU | Alaris Medical Systems | 8015 - PCU | 13993998 | 2014-01-22 | 2200 | 2018-01-22
66025 | INFUSION PUMPS, GENERAL PURPOSE | INFUSION PUMPS | INFUSION PUMPS, GENERAL PURPOSE | Active | MSH | MSH | 17U | NICU | NICU | Alaris Medical Systems | 8015 - PCU | 13994072 | 2014-01-22 | 2200 | 2018-01-22 | serial no was wrong-corrected it on June 11, 2019
66026 | INFUSION PUMPS, GENERAL PURPOSE | INFUSION PUMPS | INFUSION PUMPS, GENERAL PURPOSE | Active | MSH | MSH | 17U | NICU | NICU | Alaris Medical Systems | 8015 - PCU | 13994298 | 2014-01-22 | 2200 | 2018-01-22
66027 | INFUSION PUMPS, GENERAL PURPOSE | INFUSION PUMPS | INFUSION PUMPS, GENERAL PURPOSE | Active | MSH | MSH | 17U | NICU | NICU | Alaris Medical Systems | 8015 - PCU | 13994499 | 2014-01-22 | 2200 | 2018-01-22
66028 | INFUSION PUMPS, GENERAL PURPOSE | INFUSION PUMPS | INFUSION PUMPS, GENERAL PURPOSE | Active | MSH | MSH | 17U | NICU | NICU | Alaris Medical Systems | 8015 - PCU | 13994589 | 2014-01-22 | 2200 | 2018-01-22
66029 | INFUSION PUMPS, GENERAL PURPOSE | INFUSION PUMPS | INFUSION PUMPS, GENERAL PURPOSE | Active | MSH | MSH | 17U | NICU | NICU | Alaris Medical Systems | 8015 - PCU | 13992854 | 2014-01-22 | 2200 | 2018-01-22
66030 | INFUSION PUMPS, GENERAL PURPOSE | INFUSION PUMPS | INFUSION PUMPS, GENERAL PURPOSE | Active | MSH | MSH | 17U | NICU | NICU | Alaris Medical Systems | 8015 - PCU | 13994452 | 2014-01-22 | 2200 | 2018-01-22
66031 | INFUSION PUMPS, GENERAL PURPOSE | INFUSION PUMPS | INFUSION PUMPS, GENERAL PURPOSE | Active | MSH | MSH | 17U | NICU | NICU | Alaris Medical Systems | 8015 - PCU | 13994292 | 2014-01-22 | 2200 | 2018-01-22
66032 | INFUSION PUMPS, GENERAL PURPOSE | INFUSION PUMPS | INFUSION PUMPS, GENERAL PURPOSE | Active | MSH | MSH | 17U | NICU | NICU | Alaris Medical Systems | 8015 - PCU | 13994750 | 2014-01-22 | 2200 | 2018-01-22
66033 | INFUSION PUMPS, GENERAL PURPOSE | INFUSION PUMPS | INFUSION PUMPS, GENERAL PURPOSE | Active | MSH | MSH | 17U | NICU | NICU | Alaris Medical Systems | 8015 - PCU | 13994521 | 2014-01-22 | 2200 | 2018-01-22
66034 | INFUSION PUMPS, GENERAL PURPOSE | INFUSION PUMPS | INFUSION PUMPS, GENERAL PURPOSE | Active | MSH | MSH | 17U | NICU | NICU | Alaris Medical Systems | 8015 - PCU | 13994496 | 2014-01-22 | 2200 | 2018-01-22
66035 | INFUSION PUMPS, GENERAL PURPOSE | INFUSION PUMPS | INFUSION PUMPS, GENERAL PURPOSE | Active | MSH | MSH | 17U | NICU | NICU | Alaris Medical Systems | 8015 - PCU | 13994267 | 2014-01-22 | 2200 | 2018-01-22 | Battery replaced November 17/16
66036 | INFUSION PUMPS, GENERAL PURPOSE | INFUSION PUMPS | INFUSION PUMPS, GENERAL PURPOSE | Active | MSH | MSH | 17U | NICU | NICU | Alaris Medical Systems | 8015 - PCU | 13994230 | 2014-01-22 | 2200 | 2018-01-22
66037 | INFUSION PUMPS, GENERAL PURPOSE | INFUSION PUMPS | INFUSION PUMPS, GENERAL PURPOSE | Active | MSH | MSH | 17U | NICU | NICU | Alaris Medical Systems | 8015 - PCU | 13994520 | 2014-01-22 | 2200 | 2018-01-22
66039 | INFUSION PUMPS, GENERAL PURPOSE | INFUSION PUMPS | INFUSION PUMPS, GENERAL PURPOSE | Active | MSH | MSH | 17U | NICU | NICU | Alaris Medical Systems | 8015 - PCU | 13992893 | 2014-01-22 | 2200 | 2018-01-22
66040 | INFUSION PUMPS, GENERAL PURPOSE | INFUSION PUMPS | INFUSION PUMPS, GENERAL PURPOSE | Active | MSH | MSH | 17U | NICU | NICU | Alaris Medical Systems | 8015 - PCU | 13994466 | 2014-01-22 | 2200 | 2018-01-22
66041 | INFUSION PUMPS, GENERAL PURPOSE | INFUSION PUMPS | INFUSION PUMPS, GENERAL PURPOSE | Active | MSH | MSH | 17U | NICU | NICU | Alaris Medical Systems | 8015 - PCU | 13994691 | 2014-01-22 | 2200 | 2018-01-22
66042 | INFUSION PUMPS, GENERAL PURPOSE | INFUSION PUMPS | INFUSION PUMPS, GENERAL PURPOSE | Active | MSH | MSH | 17U | NICU | NICU | Alaris Medical Systems | 8015 - PCU | 13994233 | 2014-01-22 | 2200 | 2018-01-22
66043 | INFUSION PUMPS, GENERAL PURPOSE | INFUSION PUMPS | INFUSION PUMPS, GENERAL PURPOSE | Active | MSH | MSH | 17U | NICU | NICU | Alaris Medical Systems | 8015 - PCU | 13994488 | 2014-01-22 | 2200 | 2018-01-22
66044 | INFUSION PUMPS, GENERAL PURPOSE | INFUSION PUMPS | INFUSION PUMPS, GENERAL PURPOSE | Active | MSH | MSH | 17U | NICU | NICU | Alaris Medical Systems | 8015 - PCU | 13994528 | 2014-01-22 | 2200 | 2018-01-22
66045 | INFUSION PUMPS, GENERAL PURPOSE | INFUSION PUMPS | INFUSION PUMPS, GENERAL PURPOSE | Active | MSH | MSH | 17U | NICU | NICU | Alaris Medical Systems | 8015 - PCU | 13992785 | 2014-01-22 | 2200 | 2018-01-22
66046 | INFUSION PUMPS, GENERAL PURPOSE | INFUSION PUMPS | INFUSION PUMPS, GENERAL PURPOSE | Active | MSH | MSH | 17U | NICU | NICU | Alaris Medical Systems | 8015 - PCU | 13994546 | 2014-01-22 | 2200 | 2018-01-22
66047 | INFUSION PUMPS, GENERAL PURPOSE | INFUSION PUMPS | INFUSION PUMPS, GENERAL PURPOSE | Active | MSH | MSH | 17U | NICU | NICU | Alaris Medical Systems | 8015 - PCU | 13993033 | 2014-01-22 | 2200 | 2018-01-22
66048 | INFUSION PUMPS, GENERAL PURPOSE | INFUSION PUMPS | INFUSION PUMPS, GENERAL PURPOSE | Active | MSH | MSH | 17U | NICU | NICU | Alaris Medical Systems | 8015 - PCU | 13992835 | 2014-01-22 | 2200 | 2018-01-22
66049 | INFUSION PUMPS, GENERAL PURPOSE | INFUSION PUMPS | INFUSION PUMPS, GENERAL PURPOSE | Active | MSH | MSH | 17U | NICU | NICU | Alaris Medical Systems | 8015 - PCU | 13994138 | 2014-01-22 | 2200 | 2018-01-22
66050 | INFUSION PUMPS, GENERAL PURPOSE | INFUSION PUMPS | INFUSION PUMPS, GENERAL PURPOSE | Active | MSH | MSH | 17U | NICU | NICU | Alaris Medical Systems | 8015 - PCU | 13948803 | 2014-01-22 | 2200 | 2018-01-22
66051 | INFUSION PUMPS, GENERAL PURPOSE | INFUSION PUMPS | INFUSION PUMPS, GENERAL PURPOSE | Active | MSH | MSH | 17U | NICU | NICU | Alaris Medical Systems | 8015 - PCU | 13994256 | 2014-01-22 | 2200 | 2018-01-22
66052 | INFUSION PUMPS, GENERAL PURPOSE | INFUSION PUMPS | INFUSION PUMPS, GENERAL PURPOSE | Active | MSH | MSH | 17U | NICU | NICU | Alaris Medical Systems | 8015 - PCU | 13994297 | 2014-01-22 | 2200 | 2018-01-22
66053 | INFUSION PUMPS, GENERAL PURPOSE | INFUSION PUMPS | INFUSION PUMPS, GENERAL PURPOSE | Active | MSH | MSH | 17U | NICU | NICU | Alaris Medical Systems | 8015 - PCU | 13994299 | 2014-01-22 | 2200 | 2018-01-22
66054 | INFUSION PUMPS, GENERAL PURPOSE | INFUSION PUMPS | INFUSION PUMPS, GENERAL PURPOSE | Active | MSH | MSH | 17U | NICU | NICU | Alaris Medical Systems | 8015 - PCU | 13948701 | 2014-01-22 | 2200 | 2018-01-22
66055 | INFUSION PUMPS, GENERAL PURPOSE | INFUSION PUMPS | INFUSION PUMPS, GENERAL PURPOSE | Active | MSH | MSH | 17U | NICU | NICU | Alaris Medical Systems | 8015 - PCU | 13994564 | 2014-01-22 | 2200 | 2018-01-22
66056 | INFUSION PUMPS, GENERAL PURPOSE | INFUSION PUMPS | INFUSION PUMPS, GENERAL PURPOSE | Active | MSH | MSH | 17U | NICU | NICU | Alaris Medical Systems | 8015 - PCU | 13994255 | 2014-01-22 | 2200 | 2018-01-22
66057 | INFUSION PUMPS, GENERAL PURPOSE | INFUSION PUMPS | INFUSION PUMPS, GENERAL PURPOSE | Active | MSH | MSH | 17U | NICU | NICU | Alaris Medical Systems | 8015 - PCU | 13992774 | 2014-01-22 | 2200 | 2018-01-22
66058 | INFUSION PUMPS, GENERAL PURPOSE | INFUSION PUMPS | INFUSION PUMPS, GENERAL PURPOSE | Active | MSH | MSH | 17U | NICU | NICU | Alaris Medical Systems | 8015 - PCU | 13994522 | 2014-01-22 | 2200 | 2018-01-22
66059 | INFUSION PUMPS, GENERAL PURPOSE | INFUSION PUMPS | INFUSION PUMPS, GENERAL PURPOSE | Active | MSH | MSH | 17U | NICU | NICU | Alaris Medical Systems | 8015 - PCU | 13994715 | 2014-01-22 | 2200 | 2018-01-22
66060 | INFUSION PUMPS, GENERAL PURPOSE | INFUSION PUMPS | INFUSION PUMPS, GENERAL PURPOSE | Active | MSH | MSH | 17U | NICU | NICU | Alaris Medical Systems | 8015 - PCU | 13948775 | 2014-01-22 | 2200 | 2018-01-22
66061 | INFUSION PUMPS, GENERAL PURPOSE | INFUSION PUMPS | INFUSION PUMPS, GENERAL PURPOSE | Active | MSH | MSH | 17U | NICU | NICU | Alaris Medical Systems | 8015 - PCU | 13992787 | 2014-01-22 | 2200 | 2018-01-22
66062 | INFUSION PUMPS, GENERAL PURPOSE | INFUSION PUMPS | INFUSION PUMPS, GENERAL PURPOSE | Active | MSH | MSH | 17U | NICU | NICU | Alaris Medical Systems | 8015 - PCU | 13994586 | 2014-01-22 | 2200 | 2018-01-22
66063 | INFUSION PUMPS, GENERAL PURPOSE | INFUSION PUMPS | INFUSION PUMPS, GENERAL PURPOSE | Active | MSH | MSH | 17U | NICU | NICU | Alaris Medical Systems | 8015 - PCU | 13992894 | 2014-01-22 | 2200 | 2018-01-22
66064 | INFUSION PUMPS, GENERAL PURPOSE | INFUSION PUMPS | INFUSION PUMPS, GENERAL PURPOSE | Active | MSH | MSH | 17U | NICU | NICU | Alaris Medical Systems | 8015 - PCU | 13992827 | 2014-01-22 | 2200 | 2018-01-22
66065 | INFUSION PUMPS, GENERAL PURPOSE | INFUSION PUMPS | INFUSION PUMPS, GENERAL PURPOSE | Active | MSH | MSH | 17U | NICU | NICU | Alaris Medical Systems | 8015 - PCU | 13948768 | 2014-01-22 | 2200 | 2018-01-22
66066 | INFUSION PUMPS, GENERAL PURPOSE | INFUSION PUMPS | INFUSION PUMPS, GENERAL PURPOSE | Active | MSH | MSH | 17U | NICU | NICU | Alaris Medical Systems | 8015 - PCU | 13992573 | 2014-01-22 | 2200 | 2018-01-22 | PUMP USED FOR TRAINING: ROSE OWEN
66067 | INFUSION PUMPS, GENERAL PURPOSE | INFUSION PUMPS | INFUSION PUMPS, GENERAL PURPOSE | Active | MSH | MSH | 17U | NICU | NICU | Alaris Medical Systems | 8015 - PCU | 13994693 | 2014-01-22 | 2200 | 2018-01-22
66068 | INFUSION PUMPS, GENERAL PURPOSE | INFUSION PUMPS | INFUSION PUMPS, GENERAL PURPOSE | Active | MSH | MSH | 17U | NICU | NICU | Alaris Medical Systems | 8015 - PCU | 13948781 | 2014-01-22 | 2200 | 2018-01-22
66069 | INFUSION PUMPS, GENERAL PURPOSE | INFUSION PUMPS | INFUSION PUMPS, GENERAL PURPOSE | Active | MSH | MSH | 17U | NICU | NICU | Alaris Medical Systems | 8015 - PCU | 13994277 | 2014-01-22 | 2200 | 2018-01-22
66070 | INFUSION PUMPS, GENERAL PURPOSE | INFUSION PUMPS | INFUSION PUMPS, GENERAL PURPOSE | Active | MSH | MSH | 17U | NICU | NICU | Alaris Medical Systems | 8015 - PCU | 13994091 | 2014-01-22 | 2200 | 2018-01-22
66072 | Lifts, Patient Transfer | Lifts | Lifts, Patient Transfer | Active | MSH | MSH | 14N | Nursing 14N Surgery | 14th Floor - North Side | HILL-ROM CO INC | 2000061 | 180447 | 2014-01-21 | 4800 | 2015-01-21 | Loaner, to be purchased (former demo unit). Battery Type BAJ100001511 Date: 2020.09.21 Backup Battery Type BAJ100001231 Date: 2010.10.18, Batteries replaced 2021.01.19
66073 | Pulse CO-Oximeter | Pulse CO-Oximeter | Pulse CO-Oximeter | Active | MSH | MSH | 10N | Nursing 10N Geriatrics | 10th Floor - North Side | MASIMO | Rainbow | 1000021699 | 2014-01-22 | 100 | 2015-01-22 | It came with a docking station, sn.197644
66074 | Docking Station | Docking Station | Docking Station | Active | MSH | MSH | 18 | ICU | ICU | MASIMO | 1310 | 197644 | 2014-01-22 | 100 | 2015-01-22
66075 | Pulse CO-Oximeter | Pulse CO-Oximeter | Pulse CO-Oximeter | Active | MSH | MSH | 18 | ICU | ICU | MASIMO | Rainbow | 1000021786 | 2014-01-22 | 100 | 2015-01-22 | It came with a docking station, sn.175409
66076 | Docking Station | Docking Station | Docking Station | Active | MSH | MSH | 18 | ICU | ICU | MASIMO | 1310 | 175409 | 2014-01-22 | 100 | 2015-01-22
66081 | Thermometers, Electronic, Infrared | Thermometers | Thermometers, Electronic, Infrared | Active | MSH | MSH | 11N | Nursing 11N Medicine |  | Cardinal Health Canada Inc | Genius 2 | N16592515 | 2014-01-22 | 195 | 2017-01-22 | Vendor replaced N15555759 to N13571131. VENDOR REPLACED N15602068 TO N15555759 vendor replaced N15602068 with N15508038
66083 | MODULE, RECORDER | Physiologic Monitor Modules | Printer/Graphic Recorders | Active | MSH | MSH | 5 | ICU | ICU | Philips Healthcare | M1116B | 4227A90163 | 2013-12-20 | 1412 | 2013-12-20
66084 | MODULE, RECORDER | Physiologic Monitor Modules | Printer/Graphic Recorders | Active | MSH | MSH | 5 | ICU | ICU | Philips Healthcare | M1116B | 4227A90159 | 2013-12-20 | 1412 | 2013-12-20
66085 | MODULE, RECORDER | Physiologic Monitor Modules | Printer/Graphic Recorders | Active | MSH | MSH | 5 | ICU | ICU | Philips Healthcare | M1116B | 4227A90160 | 2013-12-20 | 1412 | 2013-12-20
66086 | MODULE, RECORDER | Physiologic Monitor Modules | Printer/Graphic Recorders | Active | MSH | MSH | 5 | ICU | ICU | Philips Healthcare | M1116B | 4227A90161 | 2013-12-20 | 1412 | 2013-12-20
66087 | MODULE, RECORDER | Physiologic Monitor Modules | Printer/Graphic Recorders | Active | MSH | MSH | 5 | ICU | ICU | Philips Healthcare | M1116B | 4227A90162 | 2013-12-20 | 1412 | 2013-12-20
66088 | MODULE, RECORDER | Physiologic Monitor Modules | Printer/Graphic Recorders | Active | MSH | MSH | 5 | ICU | ICU | Philips Healthcare | M1116B | 4227A90164 | 2013-12-20 | 1412 | 2013-12-20
66089 | MODULE, RECORDER | Physiologic Monitor Modules | Printer/Graphic Recorders | Active | MSH | MSH | 5 | ICU | ICU | Philips Healthcare | M1116B | 4227A90165 | 2013-12-20 | 1412 | 2013-12-20
66090 | MODULE, RECORDER | Physiologic Monitor Modules | Printer/Graphic Recorders | Active | MSH | MSH | 5 | ICU | ICU | Philips Healthcare | M1116B | 4227A90166 | 2013-12-20 | 1412 | 2013-12-20
66091 | MODULE, RECORDER | Physiologic Monitor Modules | Printer/Graphic Recorders | Active | MSH | MSH | 5 | ICU | ICU | Philips Healthcare | M1116B | 4227A90167 | 2013-12-20 | 1412 | 2013-12-20
66092 | MODULE, RECORDER | Physiologic Monitor Modules | Printer/Graphic Recorders | Active | MSH | MSH | 5 | ICU | ICU | Philips Healthcare | M1116B | 4227A90168 | 2013-12-20 | 1412 | 2013-12-20
66093 | MODULE, RECORDER | Physiologic Monitor Modules | Printer/Graphic Recorders | Active | MSH | MSH | 5 | ICU | ICU | Philips Healthcare | M1116B | 4227A90169 | 2013-12-20 | 1412 | 2013-12-20
66094 | MODULE, RECORDER | Physiologic Monitor Modules | Printer/Graphic Recorders | Active | MSH | MSH | 5 | ICU | ICU | Philips Healthcare | M1116B | 4227A90170 | 2013-12-20 | 1412 | 2013-12-20
66095 | MODULE, RECORDER | Physiologic Monitor Modules | Printer/Graphic Recorders | Active | MSH | MSH | 5 | ICU | ICU | Philips Healthcare | M1116B | 4227A90171 | 2013-12-20 | 1412 | 2013-12-20
66096 | MODULE, RECORDER | Physiologic Monitor Modules | Printer/Graphic Recorders | Active | MSH | MSH | 5 | ICU | ICU | Philips Healthcare | M1116B | 4227A90172 | 2013-12-20 | 1412 | 2013-12-20
66097 | MODULE, RECORDER | Physiologic Monitor Modules | Printer/Graphic Recorders | Active | MSH | MSH | 5 | ICU | ICU | Philips Healthcare | M1116B | 4227A90173 | 2013-12-20 | 1412 | 2013-12-20
66098 | MODULE, RECORDER | Physiologic Monitor Modules | Printer/Graphic Recorders | Active | MSH | MSH | 5 | ICU | ICU | Philips Healthcare | M1116B | 4227A90174 | 2013-12-20 | 1412 | 2013-12-20
66099 | 700 Sequential Compression System | 700 Sequential Compression System | 700 Sequential Compression System | Active | MSH | MSH | 5 | ICU | 5 | The Kendall Company | 29525 | V13606655x | 2014-01-29 | 1001 | 2015-01-29 | ICU #1 Battery Li. BME Screen and test Lease agreemen with Covidient. Vendor replaced sn. SN0823093 with SN1019888, 06.27.2013
66100 | 700 Sequential Compression System | 700 Sequential Compression System | 700 Sequential Compression System | Active | MSH | MSH | 5 | ICU | 5 | The Kendall Company | 29525 | V1360688SX | 2014-01-29 | 1001 | 2015-01-29 | ICU #1 Battery Li. BME Screen and test Lease agreemen with Covidient. Vendor replaced sn. SN0823093 with SN1019888, 06.27.2013
66103 | 700 Sequential Compression System | 700 Sequential Compression System | 700 Sequential Compression System | Active | MSH | MSH | 5 | ICU | 5 | The Kendall Company | 29525 | V1302009SX | 2014-01-29 | 1001 | 2015-01-29 | ICU #1 Battery Li. BME Screen and test Lease agreemen with Covidient. Vendor replaced sn. SN0823093 with SN1019888, 06.27.2013 Replaced SN# V1363644SX with SN# V1302009SX.
66105 | 700 Sequential Compression System | 700 Sequential Compression System | 700 Sequential Compression System | Active | MSH | MSH | 5 | ICU | 5 | The Kendall Company | 29525 | V1716867SX | 2014-01-29 | 1001 | 2015-01-29 | ICU #1 Battery Li. BME Screen and test Lease agreemen with Covidient. Vendor replaced sn. SN0823093 with SN1019888, 06.27.2013 Replaced SN V1360683SX with SN V1716867SX in Oct/22
66107 | Electrical Impedance Tomograph | Electrical Impedance Tomograph | Electrical Impedance Tomograph | Active | MSH | MSH | 5 | ICU | ICU | Draeger Medical Canada | PulmoVista 500 | ASCF-0023 | 2014-01-31 | 110000 | 2015-01-31 | Comes with a monitor Infinity C500, ref MS18746-18, s/n T%PAA287806, ULC approved. Comes with Power Supply. SW 1.1 Maintenance and PM by Vendor under PartnerCare contract contact ( Maryam )
66108 | Airtransfer mattress | Airtransfer mattress | Airtransfer mattress | Active | MSH | MSH | 7 | Endoscopy | OR | HoverTech | Airtransfer mattress | 2D060877 | 2014-02-03 | 9706 | 2015-02-03 | Price includes: cart, pump, 4 mattresses and box of desposables.
66110 | Aspirators, Emergency | Aspirators | Aspirators, Emergency | Active | MSH | MSH | 16M | Mother & Baby | M&B | LAERDAL MEDICAL CORP | 780030 | 78491361731 | 2014-02-06 | 980 | 2015-02-06 | 3 Year Battery- Jan 2014
66112 | Wireless Stress ECG | Wireless Stress ECG | Wireless Stress ECG | Active | MSH | MSH | 6 | JDMI - Nuclear Medicine | Nuclear Medicine, MSH | Norav Medical | AM1200W | 8123-2013 | 2014-02-06 | 15000 | 2015-02-06 | Including: AM S2- Stress Test Software; AM-TMX425- Medical Treadmill, s/n FV12289; TD-H50-22109 - HP 3500 Essential Desktop PC, s/n:MXL3252P3K; TD-H24-30204CA Printer HP Laser Jet Pro P106dn, s/nVND3C65133; Monitor HP 20" s/n: CNK0240YG2; GT23LG Anthro Cart Mini 17W 22D 28H LG; Image Monitoring: 905-607-4116, Tania.
66113 | EC10 Module | Physiologic Monitor Modules | Network Hubs | Active | MSH | MSH | 17U | NICU | NICU | Philips Healthcare | 865115 - EC10 | DE84603845 | 2014-01-06 | 1589.4 | 2015-01-06 12:25 | Evita XL Drager
66114 | EC10 Module | Physiologic Monitor Modules | Network Hubs | Active | MSH | MSH | 17U | NICU | NICU | Philips Healthcare | 865115 - EC10 | DE84603851 | 2014-01-06 | 1589.4 | 2015-01-06 12:25 | Evita XL Drager
66115 | EC10 Module | Physiologic Monitor Modules | Network Hubs | Active | MSH | MSH | 17U | NICU | NICU | Philips Healthcare | 865115 - EC10 | DE84603847 | 2014-01-06 | 1589.4 | 2015-01-06 12:25 | Evita XL Drager
66116 | EC10 Module | Physiologic Monitor Modules | Network Hubs | Active | MSH | MSH | 17U | NICU | NICU | Philips Healthcare | 865115 - EC10 | DE84603859 | 2014-01-06 | 1589.4 | 2015-01-06 12:25 | Evita XL Drager
66124 | Humidifiers, Heated | Humidifiers | Humidifiers, Heated | Active | MSH | MSH | 17U | NICU | NICU | FISHER & PAYKEL MEDICAL INC | MR850JFC | 140124204672 | 2014-02-13 | 1425
66129 | Humidifiers, Heated | Humidifiers | Humidifiers, Heated | Active | MSH | MSH | 17U | NICU | NICU | FISHER & PAYKEL MEDICAL INC | MR850JFC | 140128204877 | 2014-02-13 | 1425
66131 | Humidifiers, Heated | Humidifiers | Humidifiers, Heated | Active | MSH | MSH | 17U | NICU | NICU | FISHER & PAYKEL MEDICAL INC | MR850JFC | 140128204885 | 2014-02-13 | 1425
66132 | Humidifiers, Heated | Humidifiers | Humidifiers, Heated | Active | MSH | MSH | 17U | NICU | NICU | FISHER & PAYKEL MEDICAL INC | MR850JFC | 140128204876 | 2014-02-13 | 1425
66133 | Humidifiers, Heated | Humidifiers | Humidifiers, Heated | Active | MSH | MSH | 17U | NICU | NICU | FISHER & PAYKEL MEDICAL INC | MR850JFC | 140128204857 | 2014-02-13 | 1425
66134 | Humidifiers, Heated | Humidifiers | Humidifiers, Heated | Active | MSH | MSH | 17U | NICU | NICU | FISHER & PAYKEL MEDICAL INC | MR850JFC | 140128204874 | 2014-02-13 | 1425
66136 | Humidifiers, Heated | Humidifiers | Humidifiers, Heated | Active | MSH | MSH | 17U | NICU | NICU | FISHER & PAYKEL MEDICAL INC | MR850JFC | 140128204883 | 2014-02-13 | 1425
66141 | Humidifiers, Heated | Humidifiers | Humidifiers, Heated | Active | MSH | MSH | 17U | NICU | NICU | FISHER & PAYKEL MEDICAL INC | MR850JFC | 140128204884 | 2014-02-13 | 1425
66142 | Humidifiers, Heated | Humidifiers | Humidifiers, Heated | Active | MSH | MSH | 17U | NICU | NICU | FISHER & PAYKEL MEDICAL INC | MR850JFC | 140128204875 | 2014-02-13 | 1425
66144 | Humidifiers, Heated | Humidifiers | Humidifiers, Heated | Active | MSH | MSH | 17U | NICU | NICU | FISHER & PAYKEL MEDICAL INC | MR850JFC | 140128204871 | 2014-02-13 | 1425
66147 | Humidifiers, Heated | Humidifiers | Humidifiers, Heated | Active | MSH | MSH | 17U | NICU | NICU | FISHER & PAYKEL MEDICAL INC | MR850JFC | 140128204882 | 2014-02-13 | 1425
66148 | Humidifiers, Heated | Humidifiers | Humidifiers, Heated | Active | MSH | MSH | 17U | Respiratory Therapy | NICU | FISHER & PAYKEL MEDICAL INC | MR850JFC | 140128204878 | 2014-02-13 | 1425
66153 | Thermometers, Electronic, Thermistor/Thermocouple, Patient | Thermometers | Thermometers, Electronic, Thermistor/Thermocouple, Patient | Active | MSH | MSH | 12S | Nursing 12S Medicine |  | Cardinal Health Canada Inc | Filac 3000 AD | A1354110X | 2014-02-21 | 249 | 2017-02-21 | THERMOMETER - 3 YEARS WARRANTY, AND PROBE- 1 YEAR WARRANTY
66155 | Thermometers, Electronic, Thermistor/Thermocouple, Patient | Thermometers | Thermometers, Electronic, Thermistor/Thermocouple, Patient | Active | MSH | MSH | 12S | Nursing 12S Medicine |  | Cardinal Health Canada Inc | Filac 3000 AD | A1956624X | 2014-02-21 | 249 | 2017-02-21 | THERMOMETER - 3 YEARS WARRANTY, AND PROBE- 1 YEAR WARRANTY
66156 | Thermometers, Electronic, Thermistor/Thermocouple, Patient | Thermometers | Thermometers, Electronic, Thermistor/Thermocouple, Patient | Active | MSH | MSH | 12S | Nursing 12S Medicine | 12th Floor - South Side | Cardinal Health Canada Inc | Filac 3000 AD | A1364399X | 2014-02-21 | 249 | 2017-02-21 | THERMOMETER - 3 YEARS WARRANTY, AND PROBE- 1 YEAR WARRANTY
66157 | Thermometers, Electronic, Thermistor/Thermocouple, Patient | Thermometers | Thermometers, Electronic, Thermistor/Thermocouple, Patient | Active | MSH | MSH | 12S | Nursing 12S Medicine |  | Cardinal Health Canada Inc | Filac 3000 AD | A1352706X | 2014-02-21 | 249 | 2017-02-21 | THERMOMETER - 3 YEARS WARRANTY, AND PROBE- 1 YEAR WARRANTY
66162 | Thermometers, Electronic, Thermistor/Thermocouple, Patient | Thermometers | Thermometers, Electronic, Thermistor/Thermocouple, Patient | Active | MSH | MSH | 12S | Nursing 12S Medicine |  | Cardinal Health Canada Inc | Filac 3000 AD | A1361337X | 2014-02-21 | 249 | 2017-02-21 | THERMOMETER - 3 YEARS WARRANTY, AND PROBE- 1 YEAR WARRANTY
66163 | Thermometers, Electronic, Thermistor/Thermocouple, Patient | Thermometers | Thermometers, Electronic, Thermistor/Thermocouple, Patient | Active | MSH | MSH | 12S | Nursing 12S Medicine |  | Cardinal Health Canada Inc | Filac 3000 AD | A1361358X | 2014-02-21 | 249 | 2017-02-21 | THERMOMETER - 3 YEARS WARRANTY, AND PROBE- 1 YEAR WARRANTY
66167 | Transducer, Fetal Monitoring | Transducer | Transducer, Fetal Monitoring | Active | MSH | MSH | 15U | Obstetrical Suite (L&D) | L&D | Philips Healthcare | M1356A | DE706J1064 | 2014-02-24 | 668 | 2015-02-24
66168 | Transducer, Fetal Monitoring | Transducer | Transducer, Fetal Monitoring | Active | MSH | MSH | 15U | Obstetrical Suite (L&D) | L&D | Philips Healthcare | M1356A | DE706J1116 | 2014-02-24 | 668 | 2015-02-24
66169 | Transducer, Fetal Monitoring | Transducer | Transducer, Fetal Monitoring | Active | MSH | MSH | 15U | Obstetrical Suite (L&D) | L&D | Philips Healthcare | M1356A | DE706J1084 | 2014-02-24 | 668 | 2015-02-24
66170 | Transducer, Fetal Monitoring | Transducer | Transducer, Fetal Monitoring | Active | MSH | MSH | 15U | Obstetrical Suite (L&D) | L&D | Philips Healthcare | M1356A | DE706J1062 | 2014-02-24 | 668 | 2015-02-24
66171 | Transducer, Fetal Monitoring | Transducer | Transducer, Fetal Monitoring | Active | MSH | MSH | 15U | Obstetrical Suite (L&D) | L&D | Philips Healthcare | M1356A | DE706J1537 | 2014-02-24 | 668 | 2015-02-24
66172 | Transducer, Fetal Monitoring | Transducer | Transducer, Fetal Monitoring | Active | MSH | MSH | 15U | Obstetrical Suite (L&D) | L&D | Philips Healthcare | M1356A | DE706J1566 | 2014-02-24 | 668 | 2015-02-24
66173 | Transducer, Fetal Monitoring | Transducer | Transducer, Fetal Monitoring | Active | MSH | MSH | 15U | Obstetrical Suite (L&D) | L&D | Philips Healthcare | M1355A | DE405G7753 | 2014-02-24 | 769 | 2015-02-24
66174 | Transducer, Fetal Monitoring | Transducer | Transducer, Fetal Monitoring | Active | MSH | MSH | 15U | Obstetrical Suite (L&D) | L&D | Philips Healthcare | M1355A | DE405G7762 | 2014-02-24 | 769 | 2015-02-24
66175 | Transducer, Fetal Monitoring | Transducer | Transducer, Fetal Monitoring | Active | MSH | MSH | 15U | Obstetrical Suite (L&D) | L&D | Philips Healthcare | M1355A | DE405G7776 | 2014-02-24 | 769 | 2015-02-24
66176 | Transducer, Fetal Monitoring | Transducer | Transducer, Fetal Monitoring | Active | MSH | MSH | 15U | Obstetrical Suite (L&D) | L&D | Philips Healthcare | M1355A | DE405G7829 | 2014-02-24 | 769 | 2015-02-24
66178 | Transducer, Fetal Monitoring | Transducer | Transducer, Fetal Monitoring | Active | MSH | MSH | 15U | Obstetrical Suite (L&D) | L&D | Philips Healthcare | M1355A | DE405G7854 | 2014-02-24 | 769 | 2015-02-24
66182 | Scales, Patient, Floor | Scales | Scales, Patient, Floor | Active | MSH | OPG | 3rd Floor | Special Pregnancy Program-Fetal | Special PP-OPG 3rd | HEALTH O METER INC | 499KL | 4990004837 | 2014-02-27 | 426 | 2016-02-27 | MSH contact:Irene, X2663. www.homscales.com, (708)377-600
66183 | Scales, Patient, Floor | Scales | Scales, Patient, Floor | Active | MSH | OPG | 3rd Floor | Special Pregnancy Program-Fetal | Special PP-OPG 3rd | HEALTH O METER INC | 499KL | 4990004750 | 2014-02-27 | 426 | 2016-02-27 | MSH contact:Irene, X2663. www.homscales.com, (708)377-0600
66184 | Computers | Computers | Computers | Active | MSH | MSH | 1 | Biomedical Engineering | Biomedical Eng. | Asus | X450C | DAN0CX903167445 | 2014-03-03 | 1500 | 2017-03-03 | 3 years warranty from Futureshop. Bought with Home Office.
66186 | Surgical Table | Surgical Table | Surgical Table | Active | MSH | MSH | MSH | LABOUR/DELIVERY NUW 4 | L&D 15th Floor | STERIS CORP | 5085 | 0414212004 | 2014-03-10 | 30001 | 2015-03-10
66187 | Cast Cutters, Electric | Cast Cutters | Cast Cutters, Electric | Active | MSH | MSH | 3 | Emergency | Emergency | STRYKER CORP | 940/986 | 1331500349/1323100879 | 2014-03-11 | 2001 | 2015-03-11
66188 | Aspirators, Emergency | Aspirators | Aspirators, Emergency | Active | MSH | MSH | 11N | Nursing 11N Medicine | 11th Floor - North Side | LAERDAL MEDICAL CORP | 780030 | 78491361708 | 2014-03-11 | 980 | 2015-03-11 | 3 Year Battery
66189 | Thermometers, Electronic, Thermistor/Thermocouple, Patient | Thermometers | Thermometers, Electronic, Thermistor/Thermocouple, Patient | Active | MSH | MSH | 1 | Biomedical Engineering | Biomedical Eng. | Cardinal Health Canada Inc | Filac 3000 AD | A0914230 | 2012-02-21 | 249 | 2015-02-21 | THERMOMETER - 3 YEARS WARRANTY, AND PROBE- 1 YEAR WARRANTY. Vendor replaced sn.A1161923 with sn.A0914230
66190 | GEM AC Powered Ring Cutting System | GEM AC Powered Ring Cutting System | GEM AC Powered Ring Cutting System | Active | MSH | MSH | 3 | Emergency | Emergency | Mooney & Co., Inc | 622 | 5296 | 2014-03-13 | 1170 | 2015-03-13 11:03
66197 | Extraoral Source Dental Radiographic X-Ray Unit | Extraoral Source Dental Radiographic X-Ray Unit | Extraoral Source Dental Radiographic X-Ray Unit | Active | MSH | MSH | MSH | Dental Clinic | MSH-600 Uni-3-EOPS | TAKARA BELMONT CO. LTD. | 303 | EX13K0011 | 2014-03-13 | 6585 | 2015-03-13 | Tube Head - S/N eH13K0011. Unit is under the contract with HenrySchein.
66198 | Surgical Table | Surgical Table | Surgical Table | Active | MSH | MSH | MSH | Biomedical Engineering | L&D 15th Floor | Schaerer Medical | Arcus 601 | 4348 | 2014-03-17 | 30001 | 2015-03-17
66199 | Scales, Patient, Floor | Scales | Scales, Patient, Floor | Active | MSH | MSH | 11S | Nursing 11S Medicine |  | SR INSTRUMENTS INC | SR SCALE | 3123 | 2014-03-18 | 5001 | 2015-03-18 15:27 | march 18, 2014 came for repair without asset no-entered today-but its an old unit. I am not sure about the distributor
66200 | Thermometers, Electronic, Thermistor/Thermocouple, Patient | Thermometers | Thermometers, Electronic, Thermistor/Thermocouple, Patient | Active | MSH | MSH | 3 | Emergency | Emergency | Cardinal Health Canada Inc | Filac 3000 AD | A1354780X | 2014-03-19 | 249 | 2017-03-19 | THERMOMETER - 3 YEARS WARRANTY, AND PROBE- 1 YEAR WARRANTY
66201 | Thermometers, Electronic, Thermistor/Thermocouple, Patient | Thermometers | Thermometers, Electronic, Thermistor/Thermocouple, Patient | Active | MSH | MSH | 3 | Emergency | Emergency | Cardinal Health Canada Inc | Filac 3000 AD | A1354800X | 2014-03-19 | 249 | 2017-03-19 | THERMOMETER - 3 YEARS WARRANTY, AND PROBE- 1 YEAR WARRANTY
66202 | Thermometers, Electronic, Thermistor/Thermocouple, Patient | Thermometers | Thermometers, Electronic, Thermistor/Thermocouple, Patient | Active | MSH | MSH | 3 | Emergency | Emergency | Cardinal Health Canada Inc | Filac 3000 AD | A1354737X | 2014-03-19 | 249 | 2017-03-19 | THERMOMETER - 3 YEARS WARRANTY, AND PROBE- 1 YEAR WARRANTY
66204 | Thermometers, Electronic, Thermistor/Thermocouple, Patient | Thermometers | Thermometers, Electronic, Thermistor/Thermocouple, Patient | Active | MSH | MSH | 3 | Emergency | Emergency | Cardinal Health Canada Inc | Filac 3000 AD | A1354765X | 2014-03-19 | 249 | 2017-03-19 | THERMOMETER - 3 YEARS WARRANTY, AND PROBE- 1 YEAR WARRANTY
66205 | Thermometers, Electronic, Thermistor/Thermocouple, Patient | Thermometers | Thermometers, Electronic, Thermistor/Thermocouple, Patient | Active | MSH | MSH | 3 | Emergency | Emergency | Cardinal Health Canada Inc | Filac 3000 AD | A1354895X | 2014-03-19 | 249 | 2017-03-19 | THERMOMETER - 3 YEARS WARRANTY, AND PROBE- 1 YEAR WARRANTY
66215 | Thermometers, Electronic, Thermistor/Thermocouple, Patient | Thermometers | Thermometers, Electronic, Thermistor/Thermocouple, Patient | Active | MSH | MSH | 3 | Emergency | Emergency | Cardinal Health Canada Inc | Filac 3000 AD | A1354848X | 2014-03-19 | 249 | 2017-03-19 | THERMOMETER - 3 YEARS WARRANTY, AND PROBE- 1 YEAR WARRANTY
66216 | Thermometers, Electronic, Thermistor/Thermocouple, Patient | Thermometers | Thermometers, Electronic, Thermistor/Thermocouple, Patient | Active | MSH | MSH | 3 | Emergency | Emergency | Cardinal Health Canada Inc | Filac 3000 AD | A1354581X | 2014-03-19 | 249 | 2017-03-19 | THERMOMETER - 3 YEARS WARRANTY, AND PROBE- 1 YEAR WARRANTY
66219 | Thermometers, Electronic, Thermistor/Thermocouple, Patient | Thermometers | Thermometers, Electronic, Thermistor/Thermocouple, Patient | Active | MSH | MSH | 3 | Emergency | Emergency | Cardinal Health Canada Inc | Filac 3000 AD | A1354953X | 2014-03-19 | 249 | 2017-03-19 | THERMOMETER - 3 YEARS WARRANTY, AND PROBE- 1 YEAR WARRANTY
66222 | Thermometers, Electronic, Thermistor/Thermocouple, Patient | Thermometers | Thermometers, Electronic, Thermistor/Thermocouple, Patient | Active | MSH | MSH | 3 | Emergency | Emergency | Cardinal Health Canada Inc | Filac 3000 AD | A1354717X | 2014-03-19 | 249 | 2017-03-19 | THERMOMETER - 3 YEARS WARRANTY, AND PROBE- 1 YEAR WARRANTY
66225 | Thermometers, Electronic, Thermistor/Thermocouple, Patient | Thermometers | Thermometers, Electronic, Thermistor/Thermocouple, Patient | Active | MSH | MSH | 3 | Emergency | Emergency | Cardinal Health Canada Inc | Filac 3000 AD | A1354956X | 2014-03-19 | 249 | 2017-03-19 | THERMOMETER - 3 YEARS WARRANTY, AND PROBE- 1 YEAR WARRANTY
66228 | Thermometers, Electronic, Thermistor/Thermocouple, Patient | Thermometers | Thermometers, Electronic, Thermistor/Thermocouple, Patient | Active | MSH | MSH | 3 | Emergency | Emergency | Cardinal Health Canada Inc | Filac 3000 AD | A1354751X | 2014-03-19 | 249 | 2017-03-19 | THERMOMETER - 3 YEARS WARRANTY, AND PROBE- 1 YEAR WARRANTY
66229 | Warming Cabinet | Warming Cabinet | Warming Cabinet | Active | MSH | MSH | 5 | Cystoscopy | Cystoscopy | 102756 |  | 01148154-1 | 2014-03-21 | 4900 | 2015-03-21 | Imperial Surgical PO# 01148154-1, installed in Cystoscopy, 5th Floor.
66230 | Thermometers, Electronic, Thermistor/Thermocouple, Patient | Thermometers | Thermometers, Electronic, Thermistor/Thermocouple, Patient | Active | MSH | MSH | 10S | Nursing 10S Geriatrics | 10th Floor - South Side | Cardinal Health Canada Inc | Filac 3000 AD | A1354822X | 2014-03-19 | 249 | 2017-03-19 | THERMOMETER - 3 YEARS WARRANTY, AND PROBE- 1 YEAR WARRANTY Moved from Emerg, July 5, 2024
66231 | Thermometers, Electronic, Thermistor/Thermocouple, Patient | Thermometers | Thermometers, Electronic, Thermistor/Thermocouple, Patient | Active | MSH | MSH | 3 | Emergency | Emergency | Cardinal Health Canada Inc | Filac 3000 AD | A1354639X | 2014-03-19 | 249 | 2017-03-19 | THERMOMETER - 3 YEARS WARRANTY, AND PROBE- 1 YEAR WARRANTY
66232 | Access Point | Network Equipment | Access Point | Active | MSH | MSH | 1 | Biomedical Engineering | Biomedical Eng. | Philips Healthcare | ITS4852A | us22205386 | 2012-03-21 | 1180 | 2013-03-21 15:55 | Telemetry Wireless System. AP15U05.
66233 | Access Point | Network Equipment | Access Point | Active | MSH | MSH | 1 | Biomedical Engineering | Biomedical Eng. | Philips Healthcare | ITS4852A | US22205373 | 2012-03-21 | 1180 | 2013-03-21 15:55 | Telemetry Wireless System. AP15U06
66234 | Access Point | Network Equipment | Access Point | Active | MSH | MSH | 1 | Biomedical Engineering | Biomedical Eng. | Philips Healthcare | ITS4852A | US22205403 | 2012-03-21 | 1180 | 2013-03-21 15:55 | Telemetry Wireless System. AP15U07
66235 | Access Point | Network Equipment | Access Point | Active | MSH | MSH | 1 | Biomedical Engineering | Biomedical Eng. | Philips Healthcare | ITS4852A | US22205418 | 2012-03-21 | 1180 | 2013-03-21 15:55 | Telemetry Wireless System. AP15U08
66236 | Access Point | Network Equipment | Access Point | Active | MSH | MSH | 1 | Biomedical Engineering | Biomedical Eng. | Philips Healthcare | ITS4852A | US22205399 | 2012-03-21 | 1180 | 2013-03-21 15:55 | Telemetry Wireless System. AP15U09
66237 | Access Point | Network Equipment | Access Point | Active | MSH | MSH | 1 | Biomedical Engineering | Biomedical Eng. | Philips Healthcare | ITS4852A | US22205383 | 2012-03-21 | 1180 | 2013-03-21 15:55 | Telemetry Wireless System. AP15U10
66238 | Access Point | Network Equipment | Access Point | Active | MSH | MSH | 1 | Biomedical Engineering | Biomedical Eng. | Philips Healthcare | ITS4852A | US22207660 | 2012-03-21 | 1180 | 2013-03-21 15:55 | Telemetry Wireless System. AP15U11
66239 | Access Point | Network Equipment | Access Point | Active | MSH | MSH | 1 | Biomedical Engineering | Biomedical Eng. | Philips Healthcare | ITS4852A | US22207671 | 2012-03-21 | 1180 | 2013-03-21 15:55 | Telemetry Wireless System. AP15U12
66240 | Access Point | Network Equipment | Access Point | Active | MSH | MSH | 1 | Biomedical Engineering | Biomedical Eng. | Philips Healthcare | ITS4852A | US22207707 | 2012-03-21 | 1180 | 2013-03-21 15:55 | Telemetry Wireless System. AP15U13
66241 | Access Point | Network Equipment | Access Point | Active | MSH | MSH | 1 | Biomedical Engineering | Biomedical Eng. | Philips Healthcare | ITS4852A | US12303821 | 2012-03-21 | 1180 | 2013-03-21 15:55 | Telemetry Wireless System. AP15U14
66242 | Monitors, Vital Signs | Monitors, Vital Signs | Monitors, Vital Signs | Active | MSH | MSH | 9 | Nursing 9S Psychiatry | Psychiatry | Welch Allyn | 64NTXX - CVSM 6000 | 103001950914 | 2014-03-25 | 3930 | 2016-03-25 | Battery Li-ion.
66243 | Simulators, Multiparameter | Simulators | Simulators, Multiparameter | Active | MSH | MSH | MSH | Biomedical Engineering | Biomed | Rigel Medical | 370A930/931 | 34E-0581 | 2014-03-25 | 7000 | 2015-03-25
66245 | Thermometers, Electronic, Infrared | Thermometers | Thermometers, Electronic, Infrared | Active | MSH | MSH | 9 | Nursing 9S Psychiatry | Psychiatry | Cardinal Health Canada Inc | Genius 2 | N13575596 | 2014-03-25 | 195 | 2017-03-25 14:12
66248 | EC10 Module | Physiologic Monitor Modules | Network Hubs | Active | MSH | MSH | 17U | NICU | NICU | Philips Healthcare | 865115 - EC10 | DE31712502 | 2014-01-06 | 1589.4 | 2015-01-06 12:25 | PB840 Driver
66249 | Nerve Stimulator | Nerve Stimulator | Nerve Stimulator | Active | MSH | MSH | 7 | SURGICAL SUITE (COMBINED WITH CYSTO) | O.R | Pajunk GmbH Medizintechnologie | DB3 | 50478 | 2014-03-26 | 5001
66250 | Nerve Stimulator | Nerve Stimulator | Nerve Stimulator | Active | MSH | MSH | 7 | SURGICAL SUITE (COMBINED WITH CYSTO) | O.R | Pajunk GmbH Medizintechnologie | DB3 | 50456 | 2014-03-26 | 5001
66251 | EC10 Module | Physiologic Monitor Modules | Network Hubs | Active | MSH | MSH | 17U | NICU | NICU | Philips Healthcare | 865115 - EC10 | DE317113879 | 2014-03-26 | 1747.8 | 2015-03-26 | drivers: open interface, PB840, Draegar Evita XL,Draeger VN500, and EC10 MODULE RS232/LAN
66252 | EC10 Module | Physiologic Monitor Modules | Network Hubs | Active | MSH | MSH | 17U | NICU | NICU | Philips Healthcare | 865115 - EC10 | DE317113903 | 2014-03-26 | 1747.8 | 2015-03-26 | drivers: open interface, PB840, Draegar Evita XL,Draeger VN500, and EC10 MODULE RS232/LAN
66253 | EC10 Module | Physiologic Monitor Modules | Network Hubs | Active | MSH | MSH | 17U | NICU | NICU | Philips Healthcare | 865115 - EC10 | DE317113881 | 2014-03-26 | 1747.8 | 2015-03-26 | drivers: open interface, PB840, Draegar Evita XL,Draeger VN500, and EC10 MODULE RS232/LAN
66254 | EC10 Module | Physiologic Monitor Modules | Network Hubs | Active | MSH | MSH | 17U | NICU | NICU | Philips Healthcare | 865115 - EC10 | DE317113907 | 2014-03-26 | 1747.8 | 2015-03-26 | drivers: open interface, PB840, Draegar Evita XL,Draeger VN500, and EC10 MODULE RS232/LAN
66255 | EC10 Module | Physiologic Monitor Modules | Network Hubs | Active | MSH | MSH | 17U | NICU | NICU | Philips Healthcare | 865115 - EC10 | DE317113874 | 2014-03-26 | 1747.8 | 2015-03-26 | drivers: open interface, PB840, Draegar Evita XL,Draeger VN500, and EC10 MODULE RS232/LAN
66256 | EC10 Module | Physiologic Monitor Modules | Network Hubs | Active | MSH | MSH | 17U | NICU | NICU | Philips Healthcare | 865115 - EC10 | DE317113889 | 2014-03-26 | 1747.8 | 2015-03-26 | drivers: open interface, PB840, Draegar Evita XL,Draeger VN500, and EC10 MODULE RS232/LAN
66257 | EC10 Module | Physiologic Monitor Modules | Network Hubs | Active | MSH | MSH | 17U | NICU | NICU | Philips Healthcare | 865115 - EC10 | DE317113825 | 2014-03-26 | 1747.8 | 2015-03-26 | drivers: open interface, PB840, Draegar Evita XL,Draeger VN500, and EC10 MODULE RS232/LAN
66258 | EC10 Module | Physiologic Monitor Modules | Network Hubs | Active | MSH | MSH | 17U | NICU | NICU | Philips Healthcare | 865115 - EC10 | DE317113885 | 2014-03-26 | 1747.8 | 2015-03-26 | drivers: open interface, PB840, Draegar Evita XL,Draeger VN500, and EC10 MODULE RS232/LAN
66259 | EC10 Module | Physiologic Monitor Modules | Network Hubs | Active | MSH | MSH | 17U | NICU | NICU | Philips Healthcare | 865115 - EC10 | DE317113820 | 2014-03-26 | 1747.8 | 2015-03-26 | drivers: open interface, PB840, Draegar Evita XL,Draeger VN500, and EC10 MODULE RS232/LAN
66260 | EC10 Module | Physiologic Monitor Modules | Network Hubs | Active | MSH | MSH | 17U | NICU | NICU | Philips Healthcare | 865115 - EC10 | DE317113800 | 2014-03-26 | 1747.8 | 2015-03-26 | drivers: open interface, PB840, Draegar Evita XL,Draeger VN500, and EC10 MODULE RS232/LAN
66261 | EC10 Module | Physiologic Monitor Modules | Network Hubs | Active | MSH | MSH | 17U | NICU | NICU | Philips Healthcare | 865115 - EC10 | DE317113780 | 2014-03-26 | 1747.8 | 2015-03-26 | drivers: open interface, PB840, Draegar Evita XL,Draeger VN500, and EC10 MODULE RS232/LAN
66262 | EC10 Module | Physiologic Monitor Modules | Network Hubs | Active | MSH | MSH | 17U | NICU | NICU | Philips Healthcare | 865115 - EC10 | DE317113801 | 2014-03-26 | 1747.8 | 2015-03-26 | drivers: open interface, PB840, Draegar Evita XL,Draeger VN500, and EC10 MODULE RS232/LAN
66263 | EC10 Module | Physiologic Monitor Modules | Network Hubs | Active | MSH | MSH | 17U | NICU | NICU | Philips Healthcare | 865115 - EC10 | DE317113818 | 2014-03-26 | 1747.8 | 2015-03-26 | drivers: open interface, PB840, Draegar Evita XL,Draeger VN500, and EC10 MODULE RS232/LAN
66264 | EC10 Module | Physiologic Monitor Modules | Network Hubs | Active | MSH | MSH | 17U | NICU | NICU | Philips Healthcare | 865115 - EC10 | DE317113870 | 2014-03-26 | 1747.8 | 2015-03-26 | drivers: open interface, PB840, Draegar Evita XL,Draeger VN500, and EC10 MODULE RS232/LAN
66265 | EC10 Module | Physiologic Monitor Modules | Network Hubs | Active | MSH | MSH | 17U | NICU | NICU | Philips Healthcare | 865115 - EC10 | DE317113872 | 2014-03-26 | 1747.8 | 2015-03-26 | drivers: open interface, PB840, Draegar Evita XL,Draeger VN500, and EC10 MODULE RS232/LAN
66266 | EC10 Module | Physiologic Monitor Modules | Network Hubs | Active | MSH | MSH | 17U | NICU | NICU | Philips Healthcare | 865115 - EC10 | DE317113804 | 2014-03-26 | 1747.8 | 2015-03-26 | drivers: open interface, PB840, Draegar Evita XL,Draeger VN500, and EC10 MODULE RS232/LAN
66267 | EC10 Module | Physiologic Monitor Modules | Network Hubs | Active | MSH | MSH | 17U | NICU | NICU | Philips Healthcare | 865115 - EC10 | DE317113791 | 2014-03-26 | 1747.8 | 2015-03-26 | drivers: open interface, PB840, Draegar Evita XL,Draeger VN500, and EC10 MODULE RS232/LAN
66268 | EC10 Module | Physiologic Monitor Modules | Network Hubs | Active | MSH | MSH | 17U | NICU | NICU | Philips Healthcare | 865115 - EC10 | DE317113860 | 2014-03-26 | 1747.8 | 2015-03-26 | drivers: open interface, PB840, Draegar Evita XL,Draeger VN500, and EC10 MODULE RS232/LAN
66269 | EC10 Module | Physiologic Monitor Modules | Network Hubs | Active | MSH | MSH | 17U | NICU | NICU | Philips Healthcare | 865115 - EC10 | DE317113819 | 2014-03-26 | 1747.8 | 2015-03-26 | drivers: open interface, PB840, Draegar Evita XL,Draeger VN500, and EC10 MODULE RS232/LAN
66270 | EC10 Module | Physiologic Monitor Modules | Network Hubs | Active | MSH | MSH | 17U | NICU | NICU | Philips Healthcare | 865115 - EC10 | DE317113775 | 2014-03-26 | 1747.8 | 2015-03-26 | drivers: open interface, PB840, Draegar Evita XL,Draeger VN500, and EC10 MODULE RS232/LAN
66271 | EC10 Module | Physiologic Monitor Modules | Network Hubs | Active | MSH | MSH | 17U | NICU | NICU | Philips Healthcare | 865115 - EC10 | DE317113877 | 2014-03-26 | 1747.8 | 2015-03-26 | drivers: open interface, PB840, Draegar Evita XL,Draeger VN500, and EC10 MODULE RS232/LAN
66272 | EC10 Module | Physiologic Monitor Modules | Network Hubs | Active | MSH | MSH | 17U | NICU | NICU | Philips Healthcare | 865115 - EC10 | DE317113859 | 2014-03-26 | 1747.8 | 2015-03-26 | drivers: open interface, PB840, Draegar Evita XL,Draeger VN500, and EC10 MODULE RS232/LAN
66273 | EC10 Module | Physiologic Monitor Modules | Network Hubs | Active | MSH | MSH | 17U | NICU | NICU | Philips Healthcare | 865115 - EC10 | DE317113878 | 2014-03-26 | 1747.8 | 2015-03-26 | drivers: open interface, PB840, Draegar Evita XL,Draeger VN500, and EC10 MODULE RS232/LAN
66275 | EC10 Module | Physiologic Monitor Modules | Network Hubs | Active | MSH | MSH | 17U | NICU | NICU | Philips Healthcare | 865115 - EC10 | DE317113875 | 2014-03-26 | 1747.8 | 2015-03-26 | drivers: open interface, PB840, Draegar Evita XL,Draeger VN500, and EC10 MODULE RS232/LAN
66276 | EC10 Module | Physiologic Monitor Modules | Network Hubs | Active | MSH | MSH | 17U | NICU | NICU | Philips Healthcare | 865115 - EC10 | DE317113826 | 2014-03-26 | 1747.8 | 2015-03-26 | drivers: open interface, PB840, Draegar Evita XL,Draeger VN500, and EC10 MODULE RS232/LAN
66277 | EC10 Module | Physiologic Monitor Modules | Network Hubs | Active | MSH | MSH | 17U | NICU | NICU | Philips Healthcare | 865115 - EC10 | DE317113880 | 2014-03-26 | 1747.8 | 2015-03-26 | drivers: open interface, PB840, Draegar Evita XL,Draeger VN500, and EC10 MODULE RS232/LAN
66278 | EC10 Module | Physiologic Monitor Modules | Network Hubs | Active | MSH | MSH | 17U | NICU | NICU | Philips Healthcare | 865115 - EC10 | DE317113850 | 2014-03-26 | 1747.8 | 2015-03-26 | drivers: open interface, PB840, Draegar Evita XL,Draeger VN500, and EC10 MODULE RS232/LAN
66279 | EC10 Module | Physiologic Monitor Modules | Network Hubs | Active | MSH | MSH | 17U | NICU | NICU | Philips Healthcare | 865115 - EC10 | DE317113851 | 2014-03-26 | 1747.8 | 2015-03-26 | drivers: open interface, PB840, Draegar Evita XL,Draeger VN500, and EC10 MODULE RS232/LAN
66280 | EC10 Module | Physiologic Monitor Modules | Network Hubs | Active | MSH | MSH | 17U | NICU | NICU | Philips Healthcare | 865115 - EC10 | DE317113873 | 2014-03-26 | 1747.8 | 2015-03-26 | drivers: open interface, PB840, Draegar Evita XL,Draeger VN500, and EC10 MODULE RS232/LAN
66281 | EC10 Module | Physiologic Monitor Modules | Network Hubs | Active | MSH | MSH | 17U | NICU | NICU | Philips Healthcare | 865115 - EC10 | DE317113806 | 2014-03-26 | 1747.8 | 2015-03-26 | drivers: open interface, PB840, Draegar Evita XL,Draeger VN500, and EC10 MODULE RS232/LAN
66282 | EC10 Module | Physiologic Monitor Modules | Network Hubs | Active | MSH | MSH | 17U | NICU | NICU | Philips Healthcare | 865115 - EC10 | DE317113790 | 2014-03-26 | 1747.8 | 2015-03-26 | drivers: open interface, PB840, Draegar Evita XL,Draeger VN500, and EC10 MODULE RS232/LAN
66283 | EC10 Module | Physiologic Monitor Modules | Network Hubs | Active | MSH | MSH | 17U | NICU | NICU | Philips Healthcare | 865115 - EC10 | DE317113799 | 2014-03-26 | 1747.8 | 2015-03-26 | drivers: open interface, PB840, Draegar Evita XL,Draeger VN500, and EC10 MODULE RS232/LAN
66284 | EC10 Module | Physiologic Monitor Modules | Network Hubs | Active | MSH | MSH | 17U | NICU | NICU | Philips Healthcare | 865115 - EC10 | DE317113797 | 2014-03-26 | 1747.8 | 2015-03-26 | drivers: open interface, PB840, Draegar Evita XL,Draeger VN500, and EC10 MODULE RS232/LAN
66285 | EC10 Module | Physiologic Monitor Modules | Network Hubs | Active | MSH | MSH | 17U | NICU | NICU | Philips Healthcare | 865115 - EC10 | DE317113798 | 2014-03-26 | 1747.8 | 2015-03-26 | drivers: open interface, PB840, Draegar Evita XL,Draeger VN500, and EC10 MODULE RS232/LAN
66286 | EC10 Module | Physiologic Monitor Modules | Network Hubs | Active | MSH | MSH | 17U | NICU | NICU | Philips Healthcare | 865115 - EC10 | DE317113808 | 2014-03-26 | 1747.8 | 2015-03-26 | drivers: open interface, PB840, Draegar Evita XL,Draeger VN500, and EC10 MODULE RS232/LAN
66287 | EC10 Module | Physiologic Monitor Modules | Network Hubs | Active | MSH | MSH | 17U | NICU | NICU | Philips Healthcare | 865115 - EC10 | DE317113867 | 2014-03-26 | 1747.8 | 2015-03-26 | drivers: open interface, PB840, Draegar Evita XL,Draeger VN500, and EC10 MODULE RS232/LAN
66288 | EC10 Module | Physiologic Monitor Modules | Network Hubs | Active | MSH | MSH | 17U | NICU | NICU | Philips Healthcare | 865115 - EC10 | DE317113868 | 2014-03-26 | 1747.8 | 2015-03-26 | drivers: open interface, PB840, Draegar Evita XL,Draeger VN500, and EC10 MODULE RS232/LAN
66289 | EC10 Module | Physiologic Monitor Modules | Network Hubs | Active | MSH | MSH | 17U | NICU | NICU | Philips Healthcare | 865115 - EC10 | DE317113865 | 2014-03-26 | 1747.8 | 2015-03-26 | drivers: open interface, PB840, Draegar Evita XL,Draeger VN500, and EC10 MODULE RS232/LAN
66290 | EC10 Module | Physiologic Monitor Modules | Network Hubs | Active | MSH | MSH | 17U | NICU | NICU | Philips Healthcare | 865115 - EC10 | DE317113871 | 2014-03-26 | 1747.8 | 2015-03-26 | drivers: open interface, PB840, Draegar Evita XL,Draeger VN500, and EC10 MODULE RS232/LAN
66291 | EC10 Module | Physiologic Monitor Modules | Network Hubs | Active | MSH | MSH | 17U | NICU | NICU | Philips Healthcare | 865115 - EC10 | DE317113796 | 2014-03-26 | 1747.8 | 2015-03-26 | drivers: open interface, PB840, Draegar Evita XL,Draeger VN500, and EC10 MODULE RS232/LAN
66292 | EC10 Module | Physiologic Monitor Modules | Network Hubs | Active | MSH | MSH | 17U | NICU | NICU | Philips Healthcare | 865115 - EC10 | DE317113816 | 2014-03-26 | 1747.8 | 2015-03-26 | drivers: open interface, PB840, Draegar Evita XL,Draeger VN500, and EC10 MODULE RS232/LAN
66293 | EC10 Module | Physiologic Monitor Modules | Network Hubs | Active | MSH | MSH | 17U | NICU | NICU | Philips Healthcare | 865115 - EC10 | DE317113855 | 2014-03-26 | 1747.8 | 2015-03-26 | drivers: open interface, PB840, Draegar Evita XL,Draeger VN500, and EC10 MODULE RS232/LAN
66294 | EC10 Module | Physiologic Monitor Modules | Network Hubs | Active | MSH | MSH | 17U | NICU | NICU | Philips Healthcare | 865115 - EC10 | DE317113822 | 2014-03-26 | 1747.8 | 2015-03-26 | drivers: open interface, PB840, Draegar Evita XL,Draeger VN500, and EC10 MODULE RS232/LAN
66295 | EC10 Module | Physiologic Monitor Modules | Network Hubs | Active | MSH | MSH | 17U | NICU | NICU | Philips Healthcare | 865115 - EC10 | DE317113854 | 2014-03-26 | 1747.8 | 2015-03-26 | drivers: open interface, PB840, Draegar Evita XL,Draeger VN500, and EC10 MODULE RS232/LAN
66296 | EC10 Module | Physiologic Monitor Modules | Network Hubs | Active | MSH | MSH | 17U | NICU | NICU | Philips Healthcare | 865115 - EC10 | DE317113882 | 2014-03-26 | 1747.8 | 2015-03-26 | drivers: open interface, PB840, Draegar Evita XL,Draeger VN500, and EC10 MODULE RS232/LAN
66297 | EC10 Module | Physiologic Monitor Modules | Network Hubs | Active | MSH | MSH | 17U | NICU | NICU | Philips Healthcare | 865115 - EC10 | DE317113807 | 2014-03-26 | 1747.8 | 2015-03-26 | drivers: open interface, PB840, Draegar Evita XL,Draeger VN500, and EC10 MODULE RS232/LAN
66298 | EC10 Module | Physiologic Monitor Modules | Network Hubs | Active | MSH | MSH | 17U | NICU | NICU | Philips Healthcare | 865115 - EC10 | DE317113805 | 2014-03-26 | 1747.8 | 2015-03-26 | drivers: open interface, PB840, Draegar Evita XL,Draeger VN500, and EC10 MODULE RS232/LAN
66299 | EC10 Module | Physiologic Monitor Modules | Network Hubs | Active | MSH | MSH | 17U | NICU | NICU | Philips Healthcare | 865115 - EC10 | DE317113863 | 2014-03-26 | 1747.8 | 2015-03-26 | drivers: open interface, PB840, Draegar Evita XL,Draeger VN500, and EC10 MODULE RS232/LAN
66300 | EC10 Module | Physiologic Monitor Modules | Network Hubs | Active | MSH | MSH | 17U | NICU | NICU | Philips Healthcare | 865115 - EC10 | DE317113861 | 2014-03-26 | 1747.8 | 2015-03-26 | drivers: open interface, PB840, Draegar Evita XL,Draeger VN500, and EC10 MODULE RS232/LAN
66301 | EC10 Module | Physiologic Monitor Modules | Network Hubs | Active | MSH | MSH | 17U | NICU | NICU | Philips Healthcare | 865115 - EC10 | DE317113876 | 2014-03-26 | 1747.8 | 2015-03-26 | drivers: open interface, PB840, Draegar Evita XL,Draeger VN500, and EC10 MODULE RS232/LAN
66302 | EC10 Module | Physiologic Monitor Modules | Network Hubs | Active | MSH | MSH | 17U | NICU | NICU | Philips Healthcare | 865115 - EC10 | DE317113802 | 2014-03-26 | 1747.8 | 2015-03-26 | drivers: open interface, PB840, Draegar Evita XL,Draeger VN500, and EC10 MODULE RS232/LAN
66303 | EC10 Module | Physiologic Monitor Modules | Network Hubs | Active | MSH | MSH | 17U | NICU | NICU | Philips Healthcare | 865115 - EC10 | DE317113777 | 2014-03-26 | 1747.8 | 2015-03-26 | drivers: open interface, PB840, Draegar Evita XL,Draeger VN500, and EC10 MODULE RS232/LAN
66304 | EC10 Module | Physiologic Monitor Modules | Network Hubs | Active | MSH | MSH | 17U | NICU | NICU | Philips Healthcare | 865115 - EC10 | DE317113778 | 2014-03-26 | 1747.8 | 2015-03-26 | drivers: open interface, PB840, Draegar Evita XL,Draeger VN500, and EC10 MODULE RS232/LAN
66305 | EC10 Module | Physiologic Monitor Modules | Network Hubs | Active | MSH | MSH | 17U | NICU | NICU | Philips Healthcare | 865115 - EC10 | DE317113904 | 2014-03-26 | 1747.8 | 2015-03-26 | drivers: open interface, PB840, Draegar Evita XL,Draeger VN500, and EC10 MODULE RS232/LAN
66306 | EC10 Module | Physiologic Monitor Modules | Network Hubs | Active | MSH | MSH | 17U | NICU | NICU | Philips Healthcare | 865115 - EC10 | DE317113864 | 2014-03-26 | 1747.8 | 2015-03-26 | drivers: open interface, PB840, Draegar Evita XL,Draeger VN500, and EC10 MODULE RS232/LAN
66307 | EC10 Module | Physiologic Monitor Modules | Network Hubs | Active | MSH | MSH | 17U | NICU | NICU | Philips Healthcare | 865115 - EC10 | DE317113810 | 2014-03-26 | 1747.8 | 2015-03-26 | drivers: open interface, PB840, Draegar Evita XL,Draeger VN500, and EC10 MODULE RS232/LAN
66308 | EC10 Module | Physiologic Monitor Modules | Network Hubs | Active | MSH | MSH | 17U | NICU | NICU | Philips Healthcare | 865115 - EC10 | DE317113886 | 2014-03-26 | 1747.8 | 2015-03-26 | drivers: open interface, PB840, Draegar Evita XL,Draeger VN500, and EC10 MODULE RS232/LAN
66309 | EC10 Module | Physiologic Monitor Modules | Network Hubs | Active | MSH | MSH | 17U | NICU | NICU | Philips Healthcare | 865115 - EC10 | DE317113821 | 2014-03-26 | 1747.8 | 2015-03-26 | drivers: open interface, PB840, Draegar Evita XL,Draeger VN500, and EC10 MODULE RS232/LAN
66310 | EC10 Module | Physiologic Monitor Modules | Network Hubs | Active | MSH | MSH | 17U | NICU | NICU | Philips Healthcare | 865115 - EC10 | DE317113811 | 2014-03-26 | 1747.8 | 2015-03-26 | drivers: open interface, PB840, Draegar Evita XL,Draeger VN500, and EC10 MODULE RS232/LAN
66311 | EC10 Module | Physiologic Monitor Modules | Network Hubs | Active | MSH | MSH | 17U | NICU | NICU | Philips Healthcare | 865115 - EC10 | DE317113869 | 2014-03-26 | 1747.8 | 2015-03-26 | drivers: open interface, PB840, Draegar Evita XL,Draeger VN500, and EC10 MODULE RS232/LAN
66312 | EC10 Module | Physiologic Monitor Modules | Network Hubs | Active | MSH | MSH | 17U | NICU | NICU | Philips Healthcare | 865115 - EC10 | DE317113795 | 2014-03-26 | 1747.8 | 2015-03-26 | drivers: open interface, PB840, Draegar Evita XL,Draeger VN500, and EC10 MODULE RS232/LAN
66313 | EC10 Module | Physiologic Monitor Modules | Network Hubs | Active | MSH | MSH | 17U | NICU | NICU | Philips Healthcare | 865115 - EC10 | DE317113803 | 2014-03-26 | 1747.8 | 2015-03-26 | drivers: all latest drivers
66314 | EC10 Module | Physiologic Monitor Modules | Network Hubs | Active | MSH | MSH | 17U | NICU | NICU | Philips Healthcare | 865115 - EC10 | DE317113866 | 2014-03-26 | 1747.8 | 2015-03-26 | drivers: open interface, PB840, Draegar Evita XL,Draeger VN500, and EC10 MODULE RS232/LAN
66315 | EC10 Module | Physiologic Monitor Modules | Network Hubs | Active | MSH | MSH | 17U | NICU | NICU | Philips Healthcare | 865115 - EC10 | DE317113857 | 2014-03-26 | 1747.8 | 2015-03-26 | drivers: all latest drivers
66316 | EC10 Module | Physiologic Monitor Modules | Network Hubs | Active | MSH | MSH | 17U | NICU | NICU | Philips Healthcare | 865115 - EC10 | DE317113829 | 2014-03-26 | 1747.8 | 2015-03-26 | drivers: open interface, PB840, Draegar Evita XL,Draeger VN500, and EC10 MODULE RS232/LAN
66317 | EC10 Module | Physiologic Monitor Modules | Network Hubs | Active | MSH | MSH | 17U | NICU | NICU | Philips Healthcare | 865115 - EC10 | DE317113883 | 2014-03-26 | 1747.8 | 2015-03-26 | drivers: open interface, PB840, Draegar Evita XL,Draeger VN500, and EC10 MODULE RS232/LAN
66318 | EC10 Module | Physiologic Monitor Modules | Network Hubs | Active | MSH | MSH | 17U | NICU | NICU | Philips Healthcare | 865115 - EC10 | DE317113815 | 2014-03-26 | 1747.8 | 2015-03-26 | drivers: open interface, PB840, Draegar Evita XL,Draeger VN500, and EC10 MODULE RS232/LAN
66319 | EC10 Module | Physiologic Monitor Modules | Network Hubs | Active | MSH | MSH | 17U | NICU | NICU | Philips Healthcare | 865115 - EC10 | DE317113823 | 2014-03-26 | 1747.8 | 2015-03-26 | drivers: open interface, PB840, Draegar Evita XL,Draeger VN500, and EC10 MODULE RS232/LAN
66320 | EC10 Module | Physiologic Monitor Modules | Network Hubs | Active | MSH | MSH | 17U | NICU | NICU | Philips Healthcare | 865115 - EC10 | DE317113856 | 2014-03-26 | 1747.8 | 2015-03-26 | drivers: open interface, PB840, Draegar Evita XL,Draeger VN500, and EC10 MODULE RS232/LAN
66321 | EC10 Module | Physiologic Monitor Modules | Network Hubs | Active | MSH | MSH | 17U | NICU | NICU | Philips Healthcare | 865115 - EC10 | DE317113812 | 2014-03-26 | 1747.8 | 2015-03-26 | drivers: all latest drivers
66322 | EC10 Module | Physiologic Monitor Modules | Network Hubs | Active | MSH | MSH | 17U | NICU | NICU | Philips Healthcare | 865115 - EC10 | DE317113824 | 2014-03-26 | 1747.8 | 2015-03-26 | drivers: open interface, PB840, Draegar Evita XL,Draeger VN500, and EC10 MODULE RS232/LAN
66323 | EC10 Module | Physiologic Monitor Modules | Network Hubs | Active | MSH | MSH | 17U | NICU | NICU | Philips Healthcare | 865115 - EC10 | DE317113852 | 2014-03-26 | 1747.8 | 2015-03-26 | drivers: all latest drivers
66324 | EC10 Module | Physiologic Monitor Modules | Network Hubs | Active | MSH | MSH | 17U | NICU | NICU | Philips Healthcare | 865115 - EC10 | DE317113817 | 2014-03-26 | 1747.8 | 2015-03-26 | drivers: open interface, PB840, Draegar Evita XL,Draeger VN500, and EC10 MODULE RS232/LAN
66325 | EC10 Module | Physiologic Monitor Modules | Network Hubs | Active | MSH | MSH | 17U | NICU | NICU | Philips Healthcare | 865115 - EC10 | DE317113908 | 2014-03-26 | 1747.8 | 2015-03-26 | drivers: open interface, PB840, Draegar Evita XL,Draeger VN500, and EC10 MODULE RS232/LAN
66326 | EC10 Module | Physiologic Monitor Modules | Network Hubs | Active | MSH | MSH | 17U | NICU | NICU | Philips Healthcare | 865115 - EC10 | DE317113813 | 2014-03-26 | 1747.8 | 2015-03-26 | drivers: open interface, PB840, Draegar Evita XL,Draeger VN500, and EC10 MODULE RS232/LAN
66327 | EC10 Module | Physiologic Monitor Modules | Network Hubs | Active | MSH | MSH | 17U | NICU | NICU | Philips Healthcare | 865115 - EC10 | DE317113888 | 2014-03-26 | 1747.8 | 2015-03-26 | drivers: open interface, PB840, Draegar Evita XL,Draeger VN500, and EC10 MODULE RS232/LAN
66328 | EC10 Module | Physiologic Monitor Modules | Network Hubs | Active | MSH | MSH | 17U | NICU | NICU | Philips Healthcare | 865115 - EC10 | DE317113884 | 2014-03-26 | 1747.8 | 2015-03-26 | drivers: open interface, PB840, Draegar Evita XL,Draeger VN500, and EC10 MODULE RS232/LAN
66329 | EC10 Module | Physiologic Monitor Modules | Network Hubs | Active | MSH | MSH | 17U | NICU | NICU | Philips Healthcare | 865115 - EC10 | DE317113858 | 2014-03-26 | 1747.8 | 2015-03-26 | drivers: open interface, PB840, Draegar Evita XL,Draeger VN500, and EC10 MODULE RS232/LAN
66330 | EC10 Module | Physiologic Monitor Modules | Network Hubs | Active | MSH | MSH | 17U | NICU | NICU | Philips Healthcare | 865115 - EC10 | DE317113887 | 2014-03-26 | 1747.8 | 2015-03-26 | drivers: open interface, PB840, Draegar Evita XL,Draeger VN500, and EC10 MODULE RS232/LAN
66331 | EC10 Module | Physiologic Monitor Modules | Network Hubs | Active | MSH | MSH | 17U | NICU | NICU | Philips Healthcare | 865115 - EC10 | DE317113814 | 2014-03-26 | 1747.8 | 2015-03-26 | drivers: open interface, PB840, Draegar Evita XL,Draeger VN500, and EC10 MODULE RS232/LAN
66333 | EC10 Module | Physiologic Monitor Modules | Network Hubs | Active | MSH | MSH | 17U | NICU | NICU | Philips Healthcare | 865115 - EC10 | DE317113809 | 2014-03-26 | 1747.8 | 2015-03-26 | drivers: open interface, PB840, Draegar Evita XL,Draeger VN500, and EC10 MODULE RS232/LAN
66334 | EC10 Module | Physiologic Monitor Modules | Network Hubs | Active | MSH | MSH | 17U | NICU | NICU | Philips Healthcare | 865115 - EC10 | DE317113827 | 2014-03-26 | 1747.8 | 2015-03-26 | drivers: open interface, PB840, Draegar Evita XL,Draeger VN500, and EC10 MODULE RS232/LAN
66335 | EC10 Module | Physiologic Monitor Modules | Network Hubs | Active | MSH | MSH | 17U | NICU | NICU | Philips Healthcare | 865115 - EC10 | DE317113828 | 2014-03-26 | 1747.8 | 2015-03-26 | drivers: open interface, PB840, Draegar Evita XL,Draeger VN500, and EC10 MODULE RS232/LAN
66336 | Network Switches | Network Equipment | Network Switches | Active | MSH | MSH | 15U | Obstetrical Suite (L&D) | L&D | Cisco | 2960 | FCW1822A0JA | 2014-08-12 | 2857.8 | 2015-08-12 | 24 Port UTP/FX Switch
66337 | Network Switches | Network Equipment | Network Switches | Active | MSH | MSH | 5 | Biomedical Engineering | 5 NW Closet | Cisco | 2960 | F0C1749W5GQ | 2014-03-27 | 3825 | 2015-03-27 | Ciso 2960 24 Port Gig Switch originally -it belonged to NICU- NOW BEING USED IN CLOSET ON 5 TH FLOOR
66338 | Network Switches | Network Equipment | Network Switches | Active | MSH | MSH | 17U | NICU | NICU | Cisco | 2960 | F0C1734ZUH | 2014-03-27 | 3825 | 2015-03-27 | Ciso 2960 24 Port Gig Switch
66339 | Network Switches | Network Equipment | Network Switches | Active | MSH | MSH | 17U | NICU | NICU | Cisco | 2960 | F0C1749W5GB | 2014-03-27 | 3825 | 2015-03-27 | Ciso 2960 24 Port Gig Switch
66340 | Network Switches | Network Equipment | Network Switches | Active | MSH | MSH | 6 | COVID-19 - ICU Endoscopy | 6 | Cisco | 2960 | F0C1734Y2KE | 2014-03-27 | 3825 | 2015-03-27 | Ciso 2960 24 Port Gig Switch
66345 | Testers | Testers | Testers | Active | MSH | MSH | 1 | Biomedical Engineering | Biomedical Eng. | FLUKE BIOMEDICAL | 719 100G | 2545072 | 2014-03-27 | 3482.6599 | 2015-03-27 | Pressure Calibration Test Equipment
66354 | Aspirators, Emergency | Aspirators | Aspirators, Emergency | Active | MSH | MSH | MSH | Respiratory Therapy | RESPIRATORY THERAPY | LAERDAL MEDICAL CORP | 780010 | 78471251682 | 2014-03-07 | 1000 | 2015-03-07 | BATTERY OPERATED PM: only battery replacement every 3 years
66355 | Gamma Detection System | Gamma Detection System | Gamma Detection System | Active | MSH | MSH | 7 | SURGICAL SUITE (COMBINED WITH CYSTO) | OR | Devicor Medical | 2300 | 134467286 | 2014-04-07 | 74000 | 2015-04-07 | Cost for the Neoprobe GDS=CAN$26000; cost of 4 probes=CAN$48000.
66357 | Tables, Examination/Treatment | Tables | Tables, Examination/Treatment | Active | MSH | OPG | 8th Floor | Urogynaecology-OPG | 8th Floor | MIDMARK CORP | 630-010 | V1529953 | 2014-04-10 | 11569.0996 | 2015-04-10
66361 | RACKS, MODULE | Physiologic Monitor Modules | Physiologic Monitor Module Housings | Active | MSH | MSH | 17U | NICU | NICU | Philips Healthcare | M8048A | DE502B0771 | 2012-03-23 | 1200 | 2013-03-23 09:28
66362 | Monitors, Physiologic, Multipurpose, Bedside | Monitors, Physiologic | Monitors, Physiologic, Multipurpose, Bedside | Active | MSH | MSH | 16M | Mother & Baby | Rm371 | Philips Healthcare | 865241 - MX700 | DE12503558 | 2012-03-23 | 12790 | 2013-03-23 | ENTERED ON DATABASE ON APRIL 14, 2014-was not in database before
66364 | Lights, Examination | Lights | Lights, Examination | Active | MSH | MSH | 17U | NICU | NICU | Welch Allyn | GS 900 | 10020610100778 | 2014-04-15 | 2001 | 2015-04-15 | Loaner Light
66365 | Thermometers, Electronic | Thermometers | Thermometers, Electronic | Active | MSH | MSH | MSH | Family Practice Clinic | Family Medicine | Welch Allyn | 690 | 09110494 | 2014-04-09 | 250 | 2015-04-09
66366 | Thermometers, Electronic, Thermistor/Thermocouple, Patient | Thermometers | Thermometers, Electronic, Thermistor/Thermocouple, Patient | Active | MSH | MSH | MSH | Family Practice Clinic | 60 MURRAY Family Practice | Cardinal Health Canada Inc | FastTemp | G0321238 | 2003-05-20 | 350 | 2004-05-20
66367 | Thermometers, Electronic, Thermistor/Thermocouple, Patient | Thermometers | Thermometers, Electronic, Thermistor/Thermocouple, Patient | Active | MSH | MSH | MSH | Family Practice Clinic | 60 MURRAY Family Practice | Cardinal Health Canada Inc | FastTemp | G0321218 | 2003-05-20 | 350 | 2004-05-20
66368 | T-Piece Infant Resuscitation System | T-Piece Infant Resuscitation System | T-Piece Infant Resuscitation System | Active | MSH | MSH | MSH | NICU | NICU 17th | OHMEDA DIV THE BOC GROUP INC. | T-Piece | QABT50041 | 2014-04-22 | 5001 | 2015-04-22
66369 | Beds, Electric, Birthing | Beds | Beds, Electric, Birthing | Active | MSH | MSH | MSH | LABOUR/DELIVERY NUW 4 | L&D 15th Floor | HILL-ROM CO INC | P3700E000046 | P076AA1916 | 2014-04-23 | 20001 | 2015-04-23 13:39
66370 | Beds, Electric, Birthing | Beds | Beds, Electric, Birthing | Active | MSH | MSH | MSH | LABOUR/DELIVERY NUW 4 | L&D 15th Floor | HILL-ROM CO INC | P3700E000046 | P076AA1919 | 2014-04-23 | 20001 | 2015-04-23
66372 | Auxiliary Displays, Physiologic Monitor | Physiologic Monitor Modules | Auxiliary Displays, Physiologic Monitor | Active | MSH | MSH | 17U | NICU | NICU | Philips Healthcare | 866126-ET2401L | B14C019706 | 2014-04-24 | 2199 | 2015-04-24
66373 | Auxiliary Displays, Physiologic Monitor | Physiologic Monitor Modules | Auxiliary Displays, Physiologic Monitor | Active | MSH | MSH | 17U | NICU | NICU | Philips Healthcare | 866126-ET2401L | B14C019714 | 2014-03-26 | 2199 | 2015-03-26
66374 | Auxiliary Displays, Physiologic Monitor | Physiologic Monitor Modules | Auxiliary Displays, Physiologic Monitor | Active | MSH | MSH | 17U | NICU | NICU | Philips Healthcare | 866126-ET2401L | B14C019713 | 2014-04-24 | 2199 | 2015-04-24
66375 | Monitors, Vital Signs | Monitors, Vital Signs | Monitors, Vital Signs | Active | MSH | MSH | 4 | Preadmission Clinic | 4th Floor | Welch Allyn | 64MXXX - CVSM 6000 | 10006371714 | 2014-04-25 | 3930 | 2016-04-25 | Battery Li-ion. Vendor replaced sn.103002241314 with sn.10006371714, 05.21.2014
66376 | Monitors, Vital Signs | Monitors, Vital Signs | Monitors, Vital Signs | Active | MSH | MSH | 4 | Express Admission Unit | GIM Clinic | Welch Allyn | 64MXXX - CVSM 6000 | 103002221314 | 2014-04-25 | 3930 | 2016-04-25 | Battery Li-ion.
66382 | Monitors, Vital Signs | Monitors, Vital Signs | Monitors, Vital Signs | Active | MSH | MSH | 4 | ENT Clinic | ENT Clinic | Welch Allyn | 64MXXX - CVSM 6000 | 103002511214 | 2014-04-25 | 3930 | 2016-04-25 | Battery Li-ion.
66383 | Sphygmomanometers, Aneroid | Sphygmomanometers | Sphygmomanometers, Aneroid | Active | MSH | MSH | 16M | Mother & Baby | M&B | Welch Allyn | 7670-01 | 140127183285 | 2014-04-28 | 199 | 2015-04-28
66384 | Sphygmomanometers, Aneroid | Sphygmomanometers | Sphygmomanometers, Aneroid | Active | MSH | MSH | 16M | Mother & Baby | M&B | Welch Allyn | 7670-01 | 140124183325 | 2014-04-28 | 199 | 2015-04-28
66385 | Sphygmomanometers, Aneroid | Sphygmomanometers | Sphygmomanometers, Aneroid | Active | MSH | MSH | 16M | Mother & Baby | M&B | Welch Allyn | 7670-01 | 140220233415 | 2014-04-28 | 199 | 2015-04-28
66386 | Sphygmomanometers, Aneroid | Sphygmomanometers | Sphygmomanometers, Aneroid | Active | MSH | MSH | 16M | Mother & Baby | M&B | Welch Allyn | 7670-01 | 140127184815 | 2014-04-28 | 199 | 2015-04-28
66387 | Sphygmomanometers, Aneroid | Sphygmomanometers | Sphygmomanometers, Aneroid | Active | MSH | MSH | 16M | Mother & Baby | M&B | Welch Allyn | 7670-01 | 140127184705 | 2014-04-28 | 199 | 2015-04-28
66389 | Scales, Patient, Floor | Scales | Scales, Patient, Floor | Active | MSH | MSH | 12S | Nursing 12S Medicine |  | HEALTH O METER INC | 500KL | 5000055507 | 2014-05-08 | 5001 | 2014-05-08 | found today-do not know since when its been in use
66391 | Air-oxygen Blender | Air-oxygen Blender | Air-oxygen Blender | Active | MSH | MSH | 17U | NICU | NICU | Viasys Healthcare | 10065 | KJF04290 | 2014-05-09 | 1069 | 2015-05-01
66392 | Scales, Patient, Floor | Scales | Scales, Patient, Floor | Active | MSH | MSH | 10N | Nursing 10S Geriatrics | Geriatrics | cardinal detecto | 6588 | E07105-0039 | 2014-05-13 | 5001 | 2014-05-13 | old unit-entered today on database- May 13. 2014
66395 | Lights, Examination | Lights | Lights, Examination | Active | MSH | MSH | 17U | NICU | NICU | Welch Allyn | 48700 | #1 | 2014-05-21 | 2001 | 2015-05-21
66402 | Ventilators, Intensive Care, Adult | Ventilators | Ventilators, Intensive Care, Adult | Active | MSH | MSH | MSH | Respiratory Therapy | MSH-600 Uni-18-ICU Mobile | Draeger Medical Canada | V500 | ASFD-0127 | 2014-06-01 | 5000 | 2015-06-01
66403 | Humidifiers, Heated | Humidifiers | Humidifiers, Heated | Active | MSH | MSH | 18 | Respiratory Therapy | ICU | FISHER & PAYKEL MEDICAL INC | MR850 | 130131168077 | 2014-06-04 | 1601 | 2015-06-04 | Attached to Evita Infinity V500
66411 | Vein Viewer | Vein Viewer | Vein Viewer | Active | MSH | MSH | MSH | NICU | MSH-600 UNI-17(NICU)-MOBILE(B HALL) | CHRISTIE MEDICAL HOLDINGS, INC. | veinviewer flex | M8701340021020117 | 2014-06-24 | 1000 | 2015-06-24
66413 | Beds, Electric | Beds | Beds, Electric | Active | MSH | MSH | MSH | NICU | NICU 17th | STRYKER CORP | Bari10A | N170-2013-302-006 | 2014-06-26 | 12001 | 2015-06-26
66414 | Beds, Electric | Beds | Beds, Electric | Active | MSH | MSH | MSH | NICU | NICU 17th | STRYKER CORP | Bari10A | 1110001601 | 2014-06-26 | 12001 | 2015-06-26
66418 | Sphygmomanometers, Aneroid | Sphygmomanometers | Sphygmomanometers, Aneroid | Active | MSH | MSH | 16M | Mother & Baby | M&B | Welch Allyn | 7670-01 | 140327152115 | 2012-05-03 | 199 | 2013-05-03 | Room# 16-319 Purchased through Eastern Construction company on-contract
66419 | Sphygmomanometers, Aneroid | Sphygmomanometers | Sphygmomanometers, Aneroid | Active | MSH | MSH | 16M | Mother & Baby | M&B | Welch Allyn | 7670-01 | 140325055655 | 2012-05-03 | 199 | 2013-05-03 | Room# 16-319 Purchased through Eastern Construction company on-contract
66423 | Lights, Examination | Lights | Lights, Examination | Active | MSH | MSH | MSH | LABOUR/DELIVERY NUW 4 | L&D 15th Floor | TRUMPF MEDICAL | T100M | 101812321 | 2014-07-16 | 3200 | 2015-07-16
66425 | Beds, Electric, Birthing | Beds | Beds, Electric, Birthing | Active | MSH | MSH | 15U | Obstetrical Suite (L&D) | 15th Floor - University Side | HILL-ROM CO INC | P3700 | P164AA2611 | 2014-07-16 | 20000 | 2015-07-16
66426 | Beds, Electric, Birthing | Beds | Beds, Electric, Birthing | Active | MSH | MSH | MSH | LABOUR/DELIVERY NUW 4 | L&D | HILL-ROM CO INC | P3700 | P163AA2601 | 2014-07-16 | 20000 | 2015-07-16 15:54
66427 | Beds, Electric, Birthing | Beds | Beds, Electric, Birthing | Active | MSH | MSH | MSH | LABOUR/DELIVERY NUW 4 | L&D | HILL-ROM CO INC | P3700 | P163AA2597 | 2014-07-16 | 20000 | 2015-07-16 15:54
66428 | Beds, Electric, Birthing | Beds | Beds, Electric, Birthing | Active | MSH | MSH | MSH | LABOUR/DELIVERY NUW 4 | L&D | HILL-ROM CO INC | P3700 | P162AA2591 | 2014-07-16 | 20000 | 2015-07-16 15:54
66429 | Monitors, Telemetric, Electrocardiography | Monitors, Physiologic | Monitors, Physiologic, Multipurpose, Telemetric | Active | MSH | MSH | 10S | Coronary Care Unit | TEL-Spare | Philips Healthcare | 865351 - MX40-2.4 | US01322705 | 2014-07-17 | 10001 | 2014-07-17 | Not sure about the acceptance date, entered on database on July 17, 2014- Labelled as TRxBIO1- Biomed Spare
66430 | Monitors, Telemetric, Electrocardiography | Monitors, Physiologic | Monitors, Physiologic, Multipurpose, Telemetric | Active | MSH | MSH | 10S | Coronary Care Unit | Biomed - tester | Philips Healthcare | 865351 - MX40-2.4 | US01005833 | 2014-07-17 | 10001 | 2014-07-17 | Not sure about the acceptance date, enetered on database on July 17, 2014
66431 | Monitors, Telemetric, Electrocardiography | Monitors, Physiologic | Monitors, Physiologic, Multipurpose, Telemetric | Active | MSH | MSH | 10S | Coronary Care Unit | TEL1 | Philips Healthcare | 865351 - MX40-2.4 | US00700253 | 2014-07-17 | 10001 | 2014-07-17 | Not sure about the acceptance date, entered on database on July 17, 2014
66432 | Monitors, Telemetric, Electrocardiography | Monitors, Physiologic | Monitors, Physiologic, Multipurpose, Telemetric | Active | MSH | MSH | 10S | Coronary Care Unit | TEL2 | Philips Healthcare | 865351 - MX40-2.4 | US00700311 | 2014-07-17 | 10001 | 2014-07-17 | Not sure about the acceptance date, entered on database on July 17, 2014
66433 | Monitors, Telemetric, Electrocardiography | Monitors, Physiologic | Monitors, Physiologic, Multipurpose, Telemetric | Active | MSH | MSH | 10S | Coronary Care Unit | TEL3 | Philips Healthcare | 865351 - MX40-2.4 | US156R3624 | 2014-07-17 | 10001 | 2014-07-17 | Not sure about the acceptance date, entered on database on July 17, 2014 exchanged May 2023
66434 | Monitors, Telemetric, Electrocardiography | Monitors, Physiologic | Monitors, Physiologic, Multipurpose, Telemetric | Active | MSH | MSH | 10S | Coronary Care Unit | TEL4 | Philips Healthcare | 865351 - MX40-2.4 | US01430942 | 2014-07-17 | 10001 | 2014-07-17 | Not sure about the acceptance date, entered on database on July 17, 2014 Trx4
66436 | Monitors, Telemetric, Electrocardiography | Monitors, Physiologic | Monitors, Physiologic, Multipurpose, Telemetric | Active | MSH | MSH | 10S | Coronary Care Unit | TEL6 | Philips Healthcare | 865351 - MX40-2.4 | US01012112 | 2014-07-17 | 10001 | 2014-07-17 | Not sure about the acceptance date, entered on database on July 17, 2014
66437 | Monitors, Telemetric, Electrocardiography | Monitors, Physiologic | Monitors, Physiologic, Multipurpose, Telemetric | Active | MSH | MSH | 10S | Coronary Care Unit | TEL7 | Philips Healthcare | 865351 - MX40-2.4 | US01005880 | 2014-07-17 | 10001 | 2014-07-17 | Not sure about the acceptance date, entered on database on July 17, 2014 pack TRx7
66438 | Monitors, Telemetric, Electrocardiography | Monitors, Physiologic | Monitors, Physiologic, Multipurpose, Telemetric | Active | MSH | MSH | 10S | Coronary Care Unit | TEL8 | Philips Healthcare | 865351 - MX40-2.4 | US01008080 | 2014-07-17 | 10001 | 2014-07-17 | Not sure about the acceptance date, enetered on database on July 17, 2014
66439 | Aspirators, Emergency | Aspirators | Aspirators, Emergency | Active | MSH | MSH | MSH | Respiratory Therapy | CODE BLUE CART # 5 | LAERDAL MEDICAL CORP | 780010 | 78231186309 | 2005-12-23 | 501 | 2006-12-23 | PM: only battery replacement every 3 years Located 16M
66440 | Lights, Examination | Lights | Lights, Examination | Active | MSH | MSH | MSH | LABOUR/DELIVERY NUW 4 | L&D 15th Floor | TRUMPF MEDICAL | T100M | 101812319 | 2014-07-18 | 3200 | 2015-07-18
66441 | Lights, Examination | Lights | Lights, Examination | Active | MSH | MSH | MSH | LABOUR/DELIVERY NUW 4 | L&D 15th Floor | TRUMPF MEDICAL | T1000M | 101911767 | 2014-07-18 | 3200 | 2015-07-18
66445 | Humidifiers, Heated | Humidifiers | Humidifiers, Heated | Active | MSH | MSH | 17U | Respiratory Therapy | NICU | FISHER & PAYKEL MEDICAL INC | MR850 JHU | 121106160760 | 2014-07-24 | 1601 | 2014-07-24 | Found in NICU with no Asset #
66447 | Beds, Electric, Birthing | Beds | Beds, Electric, Birthing | Active | MSH | MSH | MSH | LABOUR/DELIVERY NUW 4 | L&D | HILL-ROM CO INC | P3700 | P164AA2611 | 2014-07-16 | 20000 | 2015-07-16 15:44
66448 | Beds, Electric, Birthing | Beds | Beds, Electric, Birthing | Active | MSH | MSH | MSH | LABOUR/DELIVERY NUW 4 | L&D | HILL-ROM CO INC | P3700 | P164AA2611 | 2014-07-16 | 20000 | 2015-07-16 15:44
66449 | Beds, Electric, Birthing | Beds | Beds, Electric, Birthing | Active | MSH | MSH | MSH | LABOUR/DELIVERY NUW 4 | L&D | HILL-ROM CO INC | P3700 | P164AA2611 | 2014-07-16 | 20000 | 2015-07-16 15:44
66450 | Beds, Electric, Birthing | Beds | Beds, Electric, Birthing | Active | MSH | MSH | MSH | LABOUR/DELIVERY NUW 4 | L&D | HILL-ROM CO INC | P3700 | P162AA2593 | 2014-07-16 | 20000 | 2015-07-16 15:44
66451 | Beds, Electric, Birthing | Beds | Beds, Electric, Birthing | Active | MSH | MSH | MSH | LABOUR/DELIVERY NUW 4 | L&D | HILL-ROM CO INC | P3700 | P161AA2579 | 2014-07-16 | 20000 | 2015-07-16 15:44
66452 | Beds, Electric, Birthing | Beds | Beds, Electric, Birthing | Active | MSH | MSH | MSH | LABOUR/DELIVERY NUW 4 | L&D | HILL-ROM CO INC | P3700 | P163AA2599 | 2014-07-16 | 20000 | 2015-07-16 15:44
66453 | Ventilators, Intensive Care, Neonatal/Pediatric | Ventilators | Ventilators, Intensive Care, Neonatal/Pediatric | Active | MSH | MSH | MSH | Respiratory Therapy | NICU 17th Floor | Draeger Medical Canada | Babylog VN500 | ASFH-0003 | 2014-08-08 | 60001 | 2015-09-08 | With Monitor Infinity C500 SN# TAPP-620170. PS500 installed, April.2015. Battery Date: September.2015
66454 | Ventilators, Intensive Care, Neonatal/Pediatric | Ventilators | Ventilators, Intensive Care, Neonatal/Pediatric | Active | MSH | MSH | MSH | Respiratory Therapy | NICU 17th Floor | Draeger Medical Canada | Babylog VN500 | ASFH-0007 | 2014-08-08 | 60001 | 2015-08-08 | With Monitor Infinity C500 SN# TAPP-620170. PS500 installed, September.2015
66455 | Ventilators, Intensive Care, Neonatal/Pediatric | Ventilators | Ventilators, Intensive Care, Neonatal/Pediatric | Active | MSH | MSH | MSH | Respiratory Therapy | NICU 17th Floor | Draeger Medical Canada | Babylog VN500 | ASFH-0019 | 2014-08-08 | 60001 | 2015-08-08 | With Monitor Infinity C500 SN# TAPP-620170. PS500 battery: September.2015
66456 | Ventilators, Intensive Care, Neonatal/Pediatric | Ventilators | Ventilators, Intensive Care, Neonatal/Pediatric | Active | MSH | MSH | MSH | Respiratory Therapy | NICU 17th Floor | Draeger Medical Canada | Babylog VN500 | ASFH-0025 | 2014-08-08 | 60001 | 2015-08-08 | With Monitor Infinity C500 SN# TAPP-620170. PS500 date: September.2015
66457 | Ventilators, Intensive Care, Neonatal/Pediatric | Ventilators | Ventilators, Intensive Care, Neonatal/Pediatric | Active | MSH | MSH | MSH | Respiratory Therapy | NICU 17th Floor | Draeger Medical Canada | Babylog VN500 | ASFH-0002 | 2014-08-08 | 60001 | 2015-08-08 | With Monitor Infinity C500 SN# TAPP-620170 Battery date: March.2016
66458 | Ventilators, Intensive Care, Neonatal/Pediatric | Ventilators | Ventilators, Intensive Care, Neonatal/Pediatric | Active | MSH | MSH | 17U | Respiratory Therapy | NICU | Draeger Medical Canada | Babylog VN500 | ASFH-0020 | 2014-08-08 | 60001 | 2015-08-08 | With Monitor Infinity C500 SN# TAPP-620170. PS500 installed, September.2015
66459 | Ventilators, Intensive Care, Neonatal/Pediatric | Ventilators | Ventilators, Intensive Care, Neonatal/Pediatric | Active | MSH | MSH | MSH | Respiratory Therapy | MSH-600 Uni-17-217 | Draeger Medical Canada | Babylog VN500 | ASFH-0008 | 2014-08-08 | 60001 | 2015-08-08 | With Monitor Infinity C500 SN# TAPP-620170. PS500 installed, Battery: September.2015
66460 | Ventilators, Intensive Care, Neonatal/Pediatric | Ventilators | Ventilators, Intensive Care, Neonatal/Pediatric | Active | MSH | MSH | MSH | Respiratory Therapy | NICU 17th Floor | Draeger Medical Canada | Babylog VN500 | ASFH-0009 | 2014-08-08 | 60001 | 2015-08-08 | With Monitor Infinity C500 SN# TAPP-620170
66461 | Ventilators, Intensive Care, Neonatal/Pediatric | Ventilators | Ventilators, Intensive Care, Neonatal/Pediatric | Active | MSH | MSH | MSH | Respiratory Therapy | NICU 17th Floor | Draeger Medical Canada | Babylog VN500 | ASFH-0026 | 2014-08-08 | 60001 | 2015-08-08 | With Monitor Infinity C500 SN# TAPP-620170. PS500 battery installed, September.2015
66462 | Ventilators, Intensive Care, Neonatal/Pediatric | Ventilators | Ventilators, Intensive Care, Neonatal/Pediatric | Active | MSH | MSH | MSH | Respiratory Therapy | NICU 17th Floor | Draeger Medical Canada | Babylog VN500 | ASFH-0005 | 2014-08-08 | 60001 | 2015-08-08 | With Monitor Infinity C500 SN# TAPP-620170. 2-year PM: Feb.2016. V-battery and AIR filter NEW PS500 November.2023 with Li-ioN batteries
66463 | Ventilators, Intensive Care, Neonatal/Pediatric | Ventilators | Ventilators, Intensive Care, Neonatal/Pediatric | Active | MSH | MSH | MSH | Respiratory Therapy | MSH-600 Uni-17-217 | Draeger Medical Canada | Babylog VN500 | ASFH-0021 | 2014-08-08 | 60001 | 2015-08-08 | With Monitor Infinity C500 SN# TAPP-620170. PS500 battery date: September.2015
66464 | Ventilators, Intensive Care, Neonatal/Pediatric | Ventilators | Ventilators, Intensive Care, Neonatal/Pediatric | Active | MSH | MSH | 17U | Respiratory Therapy | NICU | Draeger Medical Canada | Babylog VN500 | ASFH-0022 | 2014-08-08 | 60001 | 2015-08-08 | With Monitor Infinity C500 SN# TAPP-620170. PS500 installed, January.2015
66465 | Ventilators, Intensive Care, Neonatal/Pediatric | Ventilators | Ventilators, Intensive Care, Neonatal/Pediatric | Active | MSH | MSH | MSH | Respiratory Therapy | NICU 17th Floor | Draeger Medical Canada | Babylog VN500 | ASFH-0018 | 2014-02-08 | 60001 | 2015-02-08 | With Monitor Infinity C500 SN# TAPP-620170. V-battery date: June.2017 NEW PS500 November.2023 with Li-ioN batteries
66466 | Ventilators, Intensive Care, Neonatal/Pediatric | Ventilators | Ventilators, Intensive Care, Neonatal/Pediatric | Active | MSH | MSH | MSH | Respiratory Therapy | NICU 17th Floor | Draeger Medical Canada | Babylog VN500 | ASFH-0024 | 2014-08-08 | 60001 | 2015-08-08 | With Monitor Infinity C500 SN# TAPP-620170. PS500 Battery Re-Call Date: 24.March.2017
66467 | Ventilators, Intensive Care, Neonatal/Pediatric | Ventilators | Ventilators, Intensive Care, Neonatal/Pediatric | Active | MSH | MSH | MSH | Respiratory Therapy | MSH-600 Uni-17-217 | Draeger Medical Canada | Babylog VN500 | ASFH-0023 | 2014-08-08 | 60001 | 2015-08-08 | With Monitor Infinity C500 SN# TAPP-620170
66468 | Ventilators, Intensive Care, Neonatal/Pediatric | Ventilators | Ventilators, Intensive Care, Neonatal/Pediatric | Active | MSH | MSH | 17U | Respiratory Therapy | NICU | Draeger Medical Canada | Babylog VN500 | ASFH-0004 | 2014-08-08 | 60001 | 2015-08-08 | With Monitor Infinity C500 SN# TAPP-620170. PS500 installed, May.2015. Battery date: September.2015
66469 | Ventilators, Intensive Care, Neonatal/Pediatric | Ventilators | Ventilators, Intensive Care, Neonatal/Pediatric | Active | MSH | MSH | MSH | Respiratory Therapy | MSH-600 Uni-17-217 | Draeger Medical Canada | Babylog VN500 | ASFH-0017 | 2013-02-08 | 60001 | 2014-02-08 | With Monitor Infinity C500 SN# TAPP-620170. PS500 installed, April.2015
66470 | Ventilators, Intensive Care, Neonatal/Pediatric | Ventilators | Ventilators, Intensive Care, Neonatal/Pediatric | Active | MSH | MSH | MSH | Respiratory Therapy | NICU 17th Floor | Draeger Medical Canada | Babylog VN500 | ASFH-0006 | 2014-08-08 | 60001 | 2015-08-08 | With Monitor Infinity C500 SN# TAPP-620170. PS500 installed, April.2015
66471 | Ventilators, Intensive Care, Neonatal/Pediatric | Ventilators | Ventilators, Intensive Care, Neonatal/Pediatric | Active | MSH | MSH | MSH | Respiratory Therapy | NICU 17th Floor | Draeger Medical Canada | Babylog VN500 | ASEM-0092 | 2014-08-08 | 60001 | 2015-08-08 | With Monitor Infinity C500 SN# TAPP-620170. NO PS500. V-battery date: June.2017 NEW PS500 November.2023 with Li-io batteries
66472 | Ventilators, Intensive Care, Neonatal/Pediatric | Ventilators | Ventilators, Intensive Care, Neonatal/Pediatric | Active | MSH | MSH | MSH | Respiratory Therapy | NICU 17th Floor | Draeger Medical Canada | Babylog VN500 | ASEM-0091 | 2014-08-08 | 60001 | 2015-08-08 | With Monitor Infinity C500 SN# TAPP-620170 NEW PS500 November.2023 with Li-ioN batteries
66474 | Ventilators, Intensive Care, Neonatal/Pediatric | Ventilators | Ventilators, Intensive Care, Neonatal/Pediatric | Active | MSH | MSH | MSH | Respiratory Therapy | NICU 17th Floor | Draeger Medical Canada | Babylog VN500 | ASBF-0067 | 2014-08-08 | 60001 | 2015-08-08 | 2-year PM: Feb.2016. V-battery and AIR filter NEW PS500 November.2023 with Li-ioN batteries
66475 | ELECTROCARDIOGRAPHS, MULTI-CHANNEL | Electrocardiographs | Electrocardiographs, Multichannel | Active | MSH | MSH | 15M | Nursing 15 Murray/Antenatal | Antenatal | Philips Healthcare | 860315 - TC70 | US71411664 | 2014-08-01 | 15506.5 | 2015-08-01 | Battery replaced: December 2021 Service# 860315, Man. date:07.1024, Driver:v3.03.08, SCU:v3.03.08
66476 | ELECTROCARDIOGRAPHS, MULTI-CHANNEL | Electrocardiographs | Electrocardiographs, Multichannel | Active | MSH | OPG | 3rd Floor | Obstetrical Day Unit |  | Philips Healthcare | 860315 - TC70 | US71411665 | 2014-08-01 | 15506.5 | 2015-08-01 | Service# 860315, Man. date:07.1024, Driver:v3.03.08, SCU:v3.03.08. Location: The ambulatory clinic the SPP program
66477 | Beds, Electric | Beds | Beds, Electric | Active | MSH | MSH | 10N | Nursing 10N Geriatrics | Geriatrics | CHG Hospital Beds | Spirit Select | 027794 | 2014-08-01 | 5989 | 2015-08-01 11:06
66478 | Beds, Electric | Beds | Beds, Electric | Active | MSH | MSH | 10N | Nursing 10N Geriatrics | Geriatrics | CHG Hospital Beds | Spirit Select | 027793 | 2014-08-01 | 5989 | 2015-08-01 11:06
66479 | Beds, Electric | Beds | Beds, Electric | Active | MSH | MSH | 10N | Nursing 10N Geriatrics | Geriatrics | CHG Hospital Beds | Spirit Select | 027795 | 2014-08-01 | 5989 | 2015-08-01 11:06
66480 | Beds, Electric | Beds | Beds, Electric | Active | MSH | MSH | 10N | Nursing 10N Geriatrics | Geriatrics | CHG Hospital Beds | Spirit Select | 027787 | 2014-08-01 | 5989 | 2015-08-01 11:06
66481 | Beds, Electric | Beds | Beds, Electric | Active | MSH | MSH | 10N | Nursing 10N Geriatrics | Geriatrics | CHG Hospital Beds | Spirit Select | 027786 | 2014-08-01 | 5989 | 2015-08-01 11:06
66482 | Beds, Electric | Beds | Beds, Electric | Active | MSH | MSH | 10N | Nursing 10N Geriatrics | Geriatrics | CHG Hospital Beds | Spirit Select | 027792 | 2014-08-01 | 5989 | 2015-08-01 11:06
66483 | Beds, Electric | Beds | Beds, Electric | Active | MSH | MSH | 10N | Nursing 10N Geriatrics | Geriatrics | CHG Hospital Beds | Spirit Select | 027789 | 2014-08-01 | 5989 | 2015-08-01 11:06
66484 | Beds, Electric | Beds | Beds, Electric | Active | MSH | MSH | 10N | Nursing 10N Geriatrics | Geriatrics | CHG Hospital Beds | Spirit Select | 027788 | 2014-08-01 | 5989 | 2015-08-01 11:06
66485 | Beds, Electric | Beds | Beds, Electric | Active | MSH | MSH | 10N | Nursing 10N Geriatrics | Geriatrics | CHG Hospital Beds | Spirit Select | 027790 | 2014-08-01 | 5989 | 2015-08-01 11:06
66486 | Beds, Electric | Beds | Beds, Electric | Active | MSH | MSH | 10N | Nursing 10N Geriatrics | Geriatrics | CHG Hospital Beds | Spirit Select | 027791 | 2014-08-01 | 5989 | 2015-08-01 11:06
66487 | Cold Light Fiberoptic Illuminator | Cold Light Fiberoptic Illuminator | Cold Light Fiberoptic Illuminator | Active | MSH | MSH | 17U | NICU | NICU | Sylvan Fiberoptics | 100 | 1931775 | 2014-08-05 | 1001 | 2015-08-05 15:19
66488 | Cold Light Fiberoptic Illuminator | Cold Light Fiberoptic Illuminator | Cold Light Fiberoptic Illuminator | Active | MSH | MSH | 17U | NICU | NICU | Sylvan Fiberoptics | 100 | 1931776 | 2014-08-05 | 1001 | 2015-08-05 15:19
66489 | Cold Light Fiberoptic Illuminator | Cold Light Fiberoptic Illuminator | Cold Light Fiberoptic Illuminator | Active | MSH | MSH | 17U | NICU | NICU | Sylvan Fiberoptics | 100 | 1931777 | 2014-08-05 | 1001 | 2015-08-05 15:19
66490 | Vacuum Extractors, Obstetric | Vacuum Extractors | Vacuum Extractors, Obstetric | Active | MSH | MSH | 15U | Obstetrical Suite (L&D) | L&D | MEDELA INC | Basic 30 | 1456322 | 2014-08-05 | 2001 | 2015-08-05
66491 | Vacuum Extractors, Obstetric | Vacuum Extractors | Vacuum Extractors, Obstetric | Active | MSH | MSH | 15U | Obstetrical Suite (L&D) | L&D | MEDELA INC | Basic 30 | 1456319 | 2014-08-05 | 2001 | 2015-08-05
66492 | Vacuum Extractors, Obstetric | Vacuum Extractors | Vacuum Extractors, Obstetric | Active | MSH | MSH | 15U | Obstetrical Suite (L&D) | L&D | MEDELA INC | Basic 30 | 1483471 | 2014-08-05 | 2001 | 2015-08-05
66493 | Vacuum Extractors, Obstetric | Vacuum Extractors | Vacuum Extractors, Obstetric | Active | MSH | MSH | 15U | Obstetrical Suite (L&D) | L&D | MEDELA INC | Basic 30 | 1483472 | 2014-08-05 | 2001 | 2015-08-05
66494 | Vacuum Extractors, Obstetric | Vacuum Extractors | Vacuum Extractors, Obstetric | Active | MSH | MSH | 15U | Obstetrical Suite (L&D) | L&D | MEDELA INC | Basic 30 | 1456323 | 2014-08-05 | 2001 | 2015-08-05
66495 | Supramaximal Nerve Stimulator | Supramaximal Nerve Stimulator | Supramaximal Nerve Stimulator | Active | MSH | MSH | 15U | Obstetrical Suite (L&D) | L&D | Viamed | DB3 | ID381097 | 2014-08-06 | 2001 | 2015-08-06
66498 | Monitors, Bedside, Fetal | Monitors | Monitors, Bedside, Fetal | Active | MSH | MSH | 15U | Obstetrical Suite (L&D) | L&D | Philips Healthcare | M2705A - FM50 | DE46110176 | 2014-08-11 | 15963 | 2015-08-11 | S.W: G.02.21 Unit location - Rm 12 L&D Scan Tag FM060
66499 | Monitors, Bedside, Fetal | Monitors | Monitors, Bedside, Fetal | Active | MSH | MSH | 15U | Obstetrical Suite (L&D) | L&D RM 20 | Philips Healthcare | M2705A - FM50 | DE46110215 | 2014-08-11 | 15963 | 2015-08-11 | S.W: G.02.21
66500 | Monitors, Bedside, Fetal | Monitors | Monitors, Bedside, Fetal | Active | MSH | MSH | 15U | Obstetrical Suite (L&D) | L&D Rm 15-119 LDR8, Fetal Link adapter FM047 | Philips Healthcare | M2705A - FM50 | DE46110218 | 2014-08-11 | 15963 | 2015-08-11 | S.W: G.02.21
66501 | Monitors, Bedside, Fetal | Monitors | Monitors, Bedside, Fetal | Active | MSH | MSH | 15U | Obstetrical Suite (L&D) | L&D Triage- Bed F | Philips Healthcare | M2705A - FM50 | DE46110217 | 2014-08-11 | 15963 | 2015-08-11 | S.W: G.02.21
66502 | Monitors, Bedside, Fetal | Monitors | Monitors, Bedside, Fetal | Active | MSH | MSH | 15U | Obstetrical Suite (L&D) | L&D Triage - Bed D | Philips Healthcare | M2705A - FM50 | DE46110219 | 2014-08-11 | 15963 | 2015-08-11 | S.W: G.02.21
66503 | Monitors, Bedside, Fetal | Monitors | Monitors, Bedside, Fetal | Active | MSH | MSH | 15U | Obstetrical Suite (L&D) | L&D Rm 15-118 LDR 7, Fetal Link adapter FM070 | Philips Healthcare | M2705A - FM50 | DE46110263 | 2014-08-11 | 15963 | 2015-08-11 | S.W: G.02.21
66504 | Monitors, Bedside, Fetal | Monitors | Monitors, Bedside, Fetal | Active | MSH | MSH | 15U | Obstetrical Suite (L&D) | L&D Rm 15-021 LDR 2, Fetal Link adapter FM069 | Philips Healthcare | M2705A - FM50 | DE46110227 | 2014-08-11 | 15963 | 2015-08-11 | S.W: G.02.21
66505 | Monitors, Bedside, Fetal | Monitors | Monitors, Bedside, Fetal | Active | MSH | MSH | 15U | Obstetrical Suite (L&D) | L&D - Rm 19 | Philips Healthcare | M2705A - FM50 | DE46110235 | 2014-08-11 | 15963 | 2015-08-11 | S.W: G.02.21
66506 | Monitors, Bedside, Fetal | Monitors | Monitors, Bedside, Fetal | Active | MSH | MSH | 15U | Obstetrical Suite (L&D) | L&D | Philips Healthcare | M2705A - FM50 | DE46110228 | 2014-08-11 | 15963 | 2015-08-11 | S.W: G.02.21 Location Rm 9 L&D, Scan # FM010
66507 | Monitors, Bedside, Fetal | Monitors | Monitors, Bedside, Fetal | Active | MSH | MSH | 15U | Obstetrical Suite (L&D) | L&D RM 15 | Philips Healthcare | M2705A - FM50 | DE46110270 | 2014-08-11 | 15963 | 2015-08-11 | S.W: G.02.21 Location Rm 16 l&D.
66508 | Monitors, Bedside, Fetal | Monitors | Monitors, Bedside, Fetal | Active | MSH | MSH | 15U | Obstetrical Suite (L&D) | L&D OR 5 | Philips Healthcare | M2705A - FM50 | DE46110231 | 2014-08-11 | 15963 | 2015-08-11 | S.W: G.02.21
66509 | Monitors, Bedside, Fetal | Monitors | Monitors, Bedside, Fetal | Active | MSH | MSH | 15U | Obstetrical Suite (L&D) | L&D- Room 5 | Philips Healthcare | M2705A - FM50 | DE46110240 | 2014-08-11 | 15963 | 2015-08-11 | S.W: G.02.21 Location Rm 5 L&D Scan # FM072
66511 | Monitors, Bedside, Fetal | Monitors | Monitors, Bedside, Fetal | Active | MSH | MSH | 15U | Obstetrical Suite (L&D) | L&D OR 4 | Philips Healthcare | M2705A - FM50 | DE46110220 | 2014-08-11 | 15963 | 2015-08-11 | S.W: G.02.21
66512 | Monitors, Bedside, Fetal | Monitors | Monitors, Bedside, Fetal | Active | MSH | MSH | 15U | Obstetrical Suite (L&D) | L&D - Rm 18 | Philips Healthcare | M2705A - FM50 | DE46110224 | 2014-08-11 | 15963 | 2015-08-11 | S.W: G.02.21 Location Rm 18 L&D
66513 | Monitors, Bedside, Fetal | Monitors | Monitors, Bedside, Fetal | Active | MSH | MSH | 15U | Obstetrical Suite (L&D) | L&D Triage Rm C, FM051 | Philips Healthcare | M2705A - FM50 | DE46110229 | 2014-08-11 | 15963 | 2015-08-11 | S.W: G.02.21
66514 | Monitors, Bedside, Fetal | Monitors | Monitors, Bedside, Fetal | Active | MSH | MSH | 15U | Obstetrical Suite (L&D) | L&D | Philips Healthcare | M2705A - FM50 | DE46110264 | 2014-08-11 | 15963 | 2015-08-11 | S.W: G.02.21 Location L&D Rm 17
66515 | Monitors, Bedside, Fetal | Monitors | Monitors, Bedside, Fetal | Active | MSH | MSH | 15U | Obstetrical Suite (L&D) | L&D OR 2 | Philips Healthcare | M2705A - FM50 | DE46110262 | 2014-08-11 | 15963 | 2015-08-11 | S.W: G.02.21
66516 | Monitors, Bedside, Fetal | Monitors | Monitors, Bedside, Fetal | Active | MSH | MSH | 15U | Obstetrical Suite (L&D) | L&D, triage, Room E | Philips Healthcare | M2705A - FM50 | DE46110276 | 2014-08-11 | 15963 | 2015-08-11 | S.W: G.02.21
66517 | Monitors, Bedside, Fetal | Monitors | Monitors, Bedside, Fetal | Active | MSH | MSH | 15U | Obstetrical Suite (L&D) | L&D - Rm1 | Philips Healthcare | M2705A - FM50 | DE46110225 | 2014-08-11 | 15963 | 2015-08-11 | S.W: G.02.21 ***Spare monitor in Biomed office
66518 | Monitors, Bedside, Fetal | Monitors | Monitors, Bedside, Fetal | Active | MSH | MSH | 15U | Obstetrical Suite (L&D) | ODU , Bed I | Philips Healthcare | M2705A - FM50 | DE46110222 | 2014-08-11 | 15963 | 2015-08-11 | S.W: G.02.21
66519 | Monitors, Bedside, Fetal | Monitors | Monitors, Bedside, Fetal | Active | MSH | MSH | 15U | Obstetrical Suite (L&D) | ODU Bed J, FM120 | Philips Healthcare | M2705A - FM50 | DE46110223 | 2014-08-11 | 15963 | 2015-08-11 | S.W: G.02.21
66520 | Monitors, Bedside, Fetal | Monitors | Monitors, Bedside, Fetal | Active | MSH | MSH | 15U | Obstetrical Suite (L&D) | ODU, Bed K | Philips Healthcare | M2705A - FM50 | DE46110230 | 2014-08-11 | 15963 | 2015-08-11 | S.W: G.02.21
66521 | Monitors, Bedside, Fetal | Monitors | Monitors, Bedside, Fetal | Active | MSH | MSH | 15U | Obstetrical Suite (L&D) | ODU - Bay E | Philips Healthcare | M2705A - FM50 | DE46110237 | 2014-08-11 | 15963 | 2015-08-11 | S.W: G.02.21
66522 | Monitors, Bedside, Fetal | Monitors | Monitors, Bedside, Fetal | Active | MSH | MSH | 15U | Obstetrical Suite (L&D) | ODU- Bay A | Philips Healthcare | M2705A - FM50 | DE46110232 | 2014-08-11 | 15963 | 2015-08-11 | S.W: G.02.21
66523 | Monitors, Bedside, Fetal | Monitors | Monitors, Bedside, Fetal | Active | MSH | MSH | 15U | Obstetrical Suite (L&D) | L&D - Portable | Philips Healthcare | M2705A - FM50 | DE46110209 | 2014-08-11 | 17998.8008 | 2015-08-11 | Triplet Monitoring S.W: G.02.21
66524 | Monitors, Bedside, Fetal | Monitors | Monitors, Bedside, Fetal | Active | MSH | MSH | 15U | Obstetrical Suite (L&D) | L&D | Philips Healthcare | M2705A - FM50 | DE46110256 | 2014-08-11 | 17998.8008 | 2015-08-11 | Triplet Monitoring S.W: G.02.21
66525 | Monitors, Bedside, Fetal | Monitors | Monitors, Bedside, Fetal | Active | MSH | MSH | 15U | Obstetrical Suite (L&D) | L&D OR 3 | Philips Healthcare | M2705A - FM50 | DE46110211 | 2014-08-11 | 17998.8008 | 2015-08-11 | Triplet Monitoring S.W: G.02.21
66526 | Monitors, Bedside, Fetal | Monitors | Monitors, Bedside, Fetal | Active | MSH | MSH | 15U | Obstetrical Suite (L&D) | L&D Triage Bed A , FM059 | Philips Healthcare | M2705A - FM50 | DE46110210 | 2014-08-11 | 17998.8008 | 2015-08-11 | Triplet Monitoring S.W: G.02.21
66527 | Monitors, Bedside, Fetal | Monitors | Monitors, Bedside, Fetal | Active | MSH | MSH | 15U | Obstetrical Suite (L&D) | L&D | Philips Healthcare | M2705A - FM50 | DE46110249 | 2014-08-11 | 17998.8008 | 2015-08-11 | Triplet Monitoring S.W: G.02.21
66528 | Monitors, Bedside, Fetal | Monitors | Monitors, Bedside, Fetal | Active | MSH | MSH | 15U | Obstetrical Suite (L&D) | L&D LDR 15-112 Rm 16 | Philips Healthcare | M2705A - FM50 | DE46110216 | 2014-08-11 | 17998.8008 | 2015-08-11 | Triplet Monitoring, S.W: G.02.21. Monitor location Rm 15 L&D
66529 | Monitors, Bedside, Fetal | Monitors | Monitors, Bedside, Fetal | Active | MSH | MSH | 15U | Obstetrical Suite (L&D) | L&D -Portable | Philips Healthcare | M2705A - FM50 | DE46110214 | 2014-08-11 | 17998.8008 | 2015-08-11 | Triplet Monitoring S.W: G.02.21
66530 | Monitors, Bedside, Fetal equipped with Fetal link FM042 | Monitors | Monitors, Bedside, Fetal | Active | MSH | MSH | 15U | Obstetrical Suite (L&D) | L&D Rm#11 | Philips Healthcare | M2705A - FM50 | DE46110221 | 2014-08-11 | 17998.8008 | 2015-08-11 | Triplet Monitoring S.W: G.02.21
66531 | Monitors, Bedside, Fetal | Monitors | Monitors, Bedside, Fetal | Active | MSH | MSH | 15U | Obstetrical Suite (L&D) | L&D | Philips Healthcare | M2705A - FM50 | DE46110261 | 2014-08-11 | 17998.8008 | 2015-08-11 | Triplet Monitoring ,CTS found not working S.W: G.02.21
66532 | Monitors, Bedside, Fetal | Monitors | Monitors, Bedside, Fetal | Active | MSH | MSH | 15U | Obstetrical Suite (L&D) | L&D Triage, Room B | Philips Healthcare | M2705A - FM50 | DE46110213 | 2014-08-11 | 17998.8008 | 2015-08-11 | Triplet Monitoring S.W: G.02.21
66533 | Monitors, Bedside, Fetal | Monitors | Monitors, Bedside, Fetal | Active | MSH | MSH | 15U | Obstetrical Suite (L&D) | L&D -RM 6 | Philips Healthcare | M2705A - FM50 | DE46110236 | 2014-08-11 | 17998.8008 | 2015-08-11 | Triplet Monitoring S.W: G.02.21
66535 | Monitors, Bedside, Fetal | Monitors | Monitors, Bedside, Fetal | Active | MSH | MSH | 15U | Obstetrical Suite (L&D) | ODU , bed M | Philips Healthcare | M2705A - FM50 | DE46110212 | 2014-08-11 | 17998.8008 | 2015-08-11 | Triplet Monitoring S.W: G.02.21
66537 | Network Switches | Network Equipment | Network Switches | Active | MSH | MSH | 15U | Obstetrical Suite (L&D) | L&D | Cisco | 2960 | FCW1822A0JV | 2014-08-12 | 2857.8 | 2015-08-12 | 24 Port UTP/FX Switch
66538 | Network Switches | Network Equipment | Network Switches | Active | MSH | MSH | 15U | Obstetrical Suite (L&D) | L&D | Cisco | 2960 | FCW1822A0JA | 2014-08-12 | 2857.8 | 2015-08-12 | 24 Port UTP/FX Switch
66539 | Auxiliary Displays, Physiologic Monitor | Physiologic Monitor Modules | Auxiliary Displays, Physiologic Monitor | Active | MSH | MSH | 15U | Obstetrical Suite (L&D) | L&D | Philips Healthcare | E834260 | E14C019767 | 2014-08-12 | 1456 | 2015-08-12
66540 | Monitors, Physiologic, Multipurpose, Bedside | Monitors, Physiologic | Monitors, Physiologic, Multipurpose, Bedside | Active | MSH | MSH | 15U | Obstetrical Suite (L&D) | L&D HR 022 | Philips Healthcare | 865241 - MX700 | DE47827061 | 2014-08-12 | 10793.4004 | 2015-08-12
66541 | Monitors, Physiologic, Multipurpose, Bedside | Monitors, Physiologic | Monitors, Physiologic, Multipurpose, Bedside | Active | MSH | MSH | 15U | Obstetrical Suite (L&D) | L&D HR 020 | Philips Healthcare | 865241 - MX700 | DE47827063 | 2014-08-12 | 10793.4004 | 2015-08-12
66542 | Monitors, Physiologic, Multipurpose, Bedside | Monitors, Physiologic | Monitors, Physiologic, Multipurpose, Bedside | Active | MSH | MSH | 15U | Obstetrical Suite (L&D) | L&D HR 021 | Philips Healthcare | 865241 - MX700 | DE47827064 | 2014-08-12 | 10793.4004 | 2015-08-12
66543 | Monitors, Physiologic, Multipurpose, Bedside | Monitors, Physiologic | Monitors, Physiologic, Multipurpose, Bedside | Active | MSH | MSH | 15U | Obstetrical Suite (L&D) | L&D HR 023 | Philips Healthcare | 865241 - MX700 | DE47827066 | 2014-08-12 | 10793.4004 | 2015-08-12
66544 | Monitors, Physiologic, Multipurpose, Bedside | Monitors, Physiologic | Monitors, Physiologic, Multipurpose, Bedside | Active | MSH | MSH | 15U | Obstetrical Suite (L&D) | L&D Is 108 | Philips Healthcare | 865241 - MX700 | DE47827079 | 2014-08-12 | 10793.4004 | 2015-08-12
66545 | Monitors, Physiologic, Multipurpose, Bedside | Monitors, Physiologic | Monitors, Physiologic, Multipurpose, Bedside | Active | MSH | MSH | 15U | Obstetrical Suite (L&D) | L&D IS107 | Philips Healthcare | 865241 - MX700 | DE47827062 | 2014-08-12 | 10793.4004 | 2015-08-12
66546 | Monitors, Physiologic, Multipurpose, Bedside | Monitors, Physiologic | Monitors, Physiologic, Multipurpose, Bedside | Active | MSH | MSH | 1 | Obstetrical Suite (L&D) | Biomed - Spare | Philips Healthcare | 865241 - MX700 | DE47827075 | 2014-08-12 | 10793.4004 | 2015-08-12 | L & D SPARE IN BIOMED SHOP
66547 | Monitors, Physiologic, Patient Transport | Monitors, Physiologic | Monitors, Physiologic, Patient Transport | Active | MSH | MSH | 15U | Obstetrical Suite (L&D) | L&D | Philips Healthcare | M3002A - X2 | DE466G3248 | 2014-08-12 | 6121.7998 | 2015-08-12 | Used with MX700- Revision J.10 (Masimo SET SPO2)
66548 | Monitors, Physiologic, Patient Transport | Monitors, Physiologic | Monitors, Physiologic, Patient Transport | Active | MSH | MSH | 15U | Obstetrical Suite (L&D) | L&D | Philips Healthcare | M3002A - X2 | DE466G3439 | 2014-08-12 | 6121.7998 | 2015-08-12 | Used with MX700- Revision J.10 (Masimo SET SPO2)
66550 | Monitors, Physiologic, Patient Transport | Monitors, Physiologic | Monitors, Physiologic, Patient Transport | Active | MSH | MSH | 15U | Obstetrical Suite (L&D) | L&D | Philips Healthcare | M3002A - X2 | DE466G3472 | 2014-08-12 | 6121.7998 | 2015-08-12 | Used with MX700- Revision J.10 (Masimo SET SPO2)
66551 | Monitors, Physiologic, Patient Transport | Monitors, Physiologic | Monitors, Physiologic, Patient Transport | Active | MSH | MSH | 15U | Obstetrical Suite (L&D) | L&D | Philips Healthcare | M3002A - X2 | DE466G3243 | 2014-08-12 | 6121.7998 | 2015-08-12 | Used with MX700- Revision J.10 (Masimo SET SPO2)
66552 | Monitors, Physiologic, Patient Transport | Monitors, Physiologic | Monitors, Physiologic, Patient Transport | Active | MSH | MSH | 15U | Obstetrical Suite (L&D) | L&D | Philips Healthcare | M3002A - X2 | DE466G3262 | 2014-08-12 | 6121.7998 | 2015-08-12 | Used with MX700- Revision J.10 (Masimo SET SPO2)
66554 | Monitors, Physiologic, Patient Transport | Monitors, Physiologic | Monitors, Physiologic, Patient Transport | Active | MSH | MSH | 15U | Obstetrical Suite (L&D) | L&D | Philips Healthcare | M3002A - X2 | DE466G32225 | 2014-08-12 | 6121.7998 | 2015-08-12 | Used with MX800- Revision J.10 (Masimo SET SPO2)
66555 | Monitors, Physiologic, Patient Transport | Monitors, Physiologic | Monitors, Physiologic, Patient Transport | Active | MSH | MSH | 15U | Obstetrical Suite (L&D) | L&D | Philips Healthcare | M3002A - X2 | DE466G3233 | 2014-08-12 | 6121.7998 | 2015-08-12 | Used with MX800- Revision J.10 (Masimo SET SPO2)
66557 | Monitors, Physiologic, Patient Transport | Monitors, Physiologic | Monitors, Physiologic, Patient Transport | Active | MSH | MSH | 15U | Obstetrical Suite (L&D) | L&D | Philips Healthcare | M3002A - X2 | DE466G3246 | 2014-08-12 | 6121.7998 | 2015-08-12 | Used with MX800 Asset # 66573 - Revision J.10 (Masimo SET SPO2)
66559 | Monitors, Physiologic, Patient Transport | Monitors, Physiologic | Monitors, Physiologic, Patient Transport | Active | MSH | MSH | 15U | Obstetrical Suite (L&D) | L&D | Philips Healthcare | M3002A - X2 | DE466G32442 | 2014-08-12 | 6121.7998 | 2015-08-12 | Used with MX800- Revision J.10 (Masimo SET SPO2)
66562 | Monitors, Physiologic, Patient Transport | Monitors, Physiologic | Monitors, Physiologic, Patient Transport | Active | MSH | MSH | 15U | Obstetrical Suite (L&D) | L&D | Philips Healthcare | M3002A - X2 | DE466G3240 | 2014-08-12 | 6078.6001 | 2015-08-12 | Used with MX800- Revision J.10 (Masimo SET SPO2)
66563 | Monitors, Physiologic, Patient Transport | Monitors, Physiologic | Monitors, Physiologic, Patient Transport | Active | MSH | MSH | 15U | Obstetrical Suite (L&D) | L&D | Philips Healthcare | M3002A - X2 | DE466G3250 | 2014-08-12 | 6078.6001 | 2015-08-12
66565 | Monitors, Physiologic, Patient Transport | Monitors, Physiologic | Monitors, Physiologic, Patient Transport | Active | MSH | MSH | 15U | Obstetrical Suite (L&D) | L&D Spare | Philips Healthcare | M3002A - X2 | DE466G3259 | 2014-08-12 | 6078.6001 | 2015-08-12
66566 | Monitors, Physiologic, Multipurpose, Bedside | Monitors, Physiologic | Monitors, Physiologic, Multipurpose, Bedside | Active | MSH | MSH | 15U | Obstetrical Suite (L&D) | 15th Floor - University Side | Philips Healthcare | 865240 - MX800 | DE47734074 | 2014-08-12 | 17850 | 2015-08-12 | Rev J.10
66567 | Monitors, Physiologic, Multipurpose, Bedside | Monitors, Physiologic | Monitors, Physiologic, Multipurpose, Bedside | Active | MSH | MSH | 15U | Obstetrical Suite (L&D) | 15th Floor - University Side | Philips Healthcare | 865240 - MX800 | DE47734068 | 2014-08-12 | 17850 | 2015-08-12 | Rev J.10
66568 | Monitors, Physiologic, Multipurpose, Bedside | Monitors, Physiologic | Monitors, Physiologic, Multipurpose, Bedside | Active | MSH | MSH | 15U | Obstetrical Suite (L&D) | 15th Floor - University Side | Philips Healthcare | 865240 - MX800 | DE47734078 | 2014-08-12 | 17850 | 2015-08-12 | Rev J.10
66569 | Monitors, Physiologic, Multipurpose, Bedside | Monitors, Physiologic | Monitors, Physiologic, Multipurpose, Bedside | Active | MSH | MSH | 15U | Obstetrical Suite (L&D) | 15th Floor - University Side | Philips Healthcare | 865240 - MX800 | DE47734080 | 2014-08-12 | 17850 | 2015-08-12
66570 | Monitors, Physiologic, Multipurpose, Bedside | Monitors, Physiologic | Monitors, Physiologic, Multipurpose, Bedside | Active | MSH | MSH | 15U | Obstetrical Suite (L&D) | 15th Floor - University Side | Philips Healthcare | 865240 - MX800 | DE47734070 | 2014-08-12 | 17850 | 2015-08-12 | Rev J.10
66571 | Monitors, Physiologic, Multipurpose, Bedside | Monitors, Physiologic | Monitors, Physiologic, Multipurpose, Bedside | Active | MSH | MSH | 15U | Obstetrical Suite (L&D) | 15th Floor - University Side | Philips Healthcare | 865240 - MX800 | DE47734071 | 2014-08-12 | 17850 | 2015-08-12 | Rev J.10
66572 | Monitors, Physiologic, Multipurpose, Bedside | Monitors, Physiologic | Monitors, Physiologic, Multipurpose, Bedside | Active | MSH | MSH | 15U | Obstetrical Suite (L&D) | 15th Floor - University Side | Philips Healthcare | 865240 - MX800 | DE47734073 | 2014-08-12 | 17850 | 2015-08-12
66573 | Monitors, Physiologic, Multipurpose, Bedside | Monitors, Physiologic | Monitors, Physiologic, Multipurpose, Bedside | Active | MSH | MSH | 5 | Resp Therapy (Anesthesia) | Cystoscopy | Philips Healthcare | 865240 - MX800 | DE47734066 | 2014-08-12 | 17850 | 2015-08-12 | Rev J.10 upgraded to L.01.21 Jan/19 by philips
66574 | Monitors, Physiologic, Multipurpose, Bedside | Monitors, Physiologic | Monitors, Physiologic, Multipurpose, Bedside | Active | MSH | MSH | 15M | Special Pregnancy Program-Fetal | Rm207 (US room) | Philips Healthcare | 865240 - MX800 | DE47734067 | 2014-08-12 | 17850 | 2015-08-12 | Rev J.10 This monitor is belong to Obstetrical Suite (L&D) O.R switched in room 15-207 with L&D O.R configration cost center #713505060.
66575 | Monitors, Physiologic, Multipurpose, Bedside | Monitors, Physiologic | Monitors, Physiologic, Multipurpose, Bedside | Active | MSH | MSH | 5 | Resp Therapy (Anesthesia) | Cystoscopy | Philips Healthcare | 865240 - MX800 | DE47734063 | 2014-08-12 | 17850 | 2015-08-12 | Rev J.10 upgraded to Rev L.01.21 on Jan 22/19 by Brandon from Philips
66576 | Monitors, Physiologic, Multipurpose, Bedside | Monitors, Physiologic | Monitors, Physiologic, Multipurpose, Bedside | Active | MSH | MSH | 15U | Resp Therapy (Anesthesia) | L&D OR 1 | Philips Healthcare | 865240 - MX800 | DE47734061 | 2014-08-12 | 20308.8008 | 2015-08-12 | A08, C07, E08, H20, J30, SC1, X00, X30 SW updated to rev L Jan. 2019 to be compatible with masimo rainbow.
66577 | Monitors, Physiologic, Multipurpose, Bedside | Monitors, Physiologic | Monitors, Physiologic, Multipurpose, Bedside | Active | MSH | MSH | 7 | Resp Therapy (Anesthesia) | OR | Philips Healthcare | 865240 - MX800 | DE47734069 | 2014-08-12 | 17850 | 2015-08-12 | Rev J.10 upgraded to L.01.21 jan 2019 by Philips
66578 | RACKS, MODULE | Physiologic Monitor Modules | Physiologic Monitor Module Housings | Active | MSH | MSH | 5 | Resp Therapy (Anesthesia) | Cystoscopy | Philips Healthcare | M8048A | DE439C8130 | 2014-08-12 | 4001 | 2015-08-12
66579 | RACKS, MODULE | Physiologic Monitor Modules | Physiologic Monitor Module Housings | Active | MSH | MSH | 5 | Resp Therapy (Anesthesia) | Cystoscopy | Philips Healthcare | M8048A | DE439C8122 | 2014-08-12 | 4001 | 2015-08-12
66580 | RACKS, MODULE | Physiologic Monitor Modules | Physiologic Monitor Module Housings | Active | MSH | MSH | 15U | Obstetrical Suite (L&D) | L&D OR | Philips Healthcare | M8048A | DE439C8123 | 2014-08-12 | 4001 | 2015-08-12 09:28
66581 | RACKS, MODULE | Physiologic Monitor Modules | Physiologic Monitor Module Housings | Active | MSH | MSH | MSH | Special Pregnancy Program-Fetal | Procedure room 15-207 | Philips Healthcare | M8048A | DE439C8115 | 2014-08-12 | 4001 | 2015-08-12 09:28 | This is rack belong to L&D O.R . Switched in Procedur room 15-207
66582 | RACKS, MODULE | Physiologic Monitor Modules | Physiologic Monitor Module Housings | Active | MSH | MSH | 15U | Obstetrical Suite (L&D) | L&D OR 1 | Philips Healthcare | M8048A | DE439C8131 | 2014-08-12 | 4001 | 2015-08-12
66583 | RACKS, MODULE | Physiologic Monitor Modules | Physiologic Monitor Module Housings | Active | MSH | MSH | 15U | Obstetrical Suite (L&D) | L&D OR | Philips Healthcare | M8048A | DE439C8131 | 2014-08-12 | 4001 | 2015-08-12 09:28 | used with MX700
66585 | RACKS, MODULE | Physiologic Monitor Modules | Physiologic Monitor Module Housings | Active | MSH | MSH | 15U | Obstetrical Suite (L&D) | L&D | Philips Healthcare | M8048A | DE12332632 | 2014-08-12 | 4001 | 2015-08-12 09:28 | USED WITH MX700-for high risk & isolation rooms
66586 | RACKS, MODULE | Physiologic Monitor Modules | Physiologic Monitor Module Housings | Active | MSH | MSH | 15U | Obstetrical Suite (L&D) | L&D | Philips Healthcare | M8048A | DE12333237 | 2014-08-12 | 4001 | 2015-08-12 09:28 | USED WITH MX700-for high risk & isolation rooms
66587 | RACKS, MODULE | Physiologic Monitor Modules | Physiologic Monitor Module Housings | Active | MSH | MSH | 15U | Obstetrical Suite (L&D) | L&D | Philips Healthcare | M8048A | DE12333330 | 2014-08-12 | 4001 | 2015-08-12 09:28 | USED WITH MX700-for high risk & isolation rooms
66588 | RACKS, MODULE | Physiologic Monitor Modules | Physiologic Monitor Module Housings | Active | MSH | MSH | 15U | Obstetrical Suite (L&D) | L&D | Philips Healthcare | M8048A | DE12333235 | 2014-08-12 | 4001 | 2015-08-12 09:28 | USED WITH MX700-for high risk & isolation rooms
66589 | RACKS, MODULE | Physiologic Monitor Modules | Physiologic Monitor Module Housings | Active | MSH | MSH | 15U | Obstetrical Suite (L&D) | L&D | Philips Healthcare | M8048A | DE12332628 | 2014-08-12 | 4001 | 2015-08-12 09:28 | USED WITH MX700-for high risk & isolation rooms
66590 | RACKS, MODULE | Physiologic Monitor Modules | Physiologic Monitor Module Housings | Active | MSH | MSH | 1 | Biomedical Engineering | Biomedical Eng. | Philips Healthcare | M8048A | DE12332361 | 2014-08-12 | 4001 | 2015-08-12 09:28 | USED WITH MX700-for high risk & isolation rooms
66596 | RACKS, MODULE | Physiologic Monitor Modules | Physiologic Monitor Module Housings | Active | MSH | MSH | 15M | Obstetrical Suite (L&D) | L&D PACU | Philips Healthcare | M8048A | DE439C8117 | 2014-10-01 | 4001 | 2015-08-01 09:28 | USED WITH MX800 MONITOR
66597 | RACKS, MODULE | Physiologic Monitor Modules | Physiologic Monitor Module Housings | Active | MSH | MSH | 15M | Obstetrical Suite (L&D) | L&D PACU | Philips Healthcare | M8048A | DE439C8118 | 2014-08-12 | 4001 | 2015-08-12 09:28 | USED WITH MX800 MONITOR
66598 | RACKS, MODULE | Physiologic Monitor Modules | Physiologic Monitor Module Housings | Active | MSH | MSH | 15M | Obstetrical Suite (L&D) | L&D PACU | Philips Healthcare | M8048A | DE439C8121 | 2014-08-12 | 4001 | 2015-08-12 09:28 | USED WITH MX800 MONITOR
66599 | RACKS, MODULE | Physiologic Monitor Modules | Physiologic Monitor Module Housings | Active | MSH | MSH | 15M | Obstetrical Suite (L&D) | L&D PACU | Philips Healthcare | M8048A | DE439C8116 | 2014-08-12 | 4001 | 2015-08-12 09:28 | USED WITH MX800 MONITOR
66600 | RACKS, MODULE | Physiologic Monitor Modules | Physiologic Monitor Module Housings | Active | MSH | MSH | 15M | Obstetrical Suite (L&D) | L&D PACU | Philips Healthcare | M8048A | DE439C8120 | 2014-08-12 | 4001 | 2015-08-12 09:28 | USED WITH MX800 MONITOR
66601 | RACKS, MODULE | Physiologic Monitor Modules | Physiologic Monitor Module Housings | Active | MSH | MSH | 15M | Obstetrical Suite (L&D) | L&D PACU | Philips Healthcare | M8048A | DE439C8114 | 2014-08-12 | 4001 | 2015-08-12 09:28 | USED WITH MX800 MONITOR
66602 | RACKS, MODULE | Physiologic Monitor Modules | Physiologic Monitor Module Housings | Active | MSH | MSH | 15M | Obstetrical Suite (L&D) | L&D PACU | Philips Healthcare | M8048A | DE439C8119 | 2014-08-12 | 4001 | 2015-08-12 09:28 | USED WITH MX800 MONITOR
66603 | Thermal Array Recorder Module | Physiologic Monitor Modules | Printer/Graphic Recorders | Active | MSH | MSH | 15M | Obstetrical Suite (L&D) | L&D PACU | Philips Healthcare | 866336 - M1116C | US40910901 | 2014-08-12 | 1412.4 | 2015-08-12 09:28
66604 | Thermal Array Recorder Module | Physiologic Monitor Modules | Printer/Graphic Recorders | Active | MSH | MSH | 15M | Obstetrical Suite (L&D) | L&D PACU | Philips Healthcare | 866336 - M1116C | US40910908 | 2014-08-12 | 1412.4 | 2015-08-12 09:28
66605 | Thermal Array Recorder Module | Physiologic Monitor Modules | Printer/Graphic Recorders | Active | MSH | MSH | 15M | Obstetrical Suite (L&D) | L&D PACU | Philips Healthcare | 866336 - M1116C | US40910857 | 2014-08-12 | 1412.4 | 2015-08-12 09:28
66606 | Thermal Array Recorder Module | Physiologic Monitor Modules | Printer/Graphic Recorders | Active | MSH | MSH | 15M | Obstetrical Suite (L&D) | L&D PACU | Philips Healthcare | 866336 - M1116C | US40910839 | 2014-08-12 | 1412.4 | 2015-08-12 09:28
66607 | Thermal Array Recorder Module | Physiologic Monitor Modules | Printer/Graphic Recorders | Active | MSH | MSH | 15M | Obstetrical Suite (L&D) | L&D PACU | Philips Healthcare | 866336 - M1116C | US40910856 | 2014-08-12 | 1412.4 | 2015-08-12 09:28
66608 | Thermal Array Recorder Module | Physiologic Monitor Modules | Printer/Graphic Recorders | Active | MSH | MSH | 15M | Obstetrical Suite (L&D) | L&D PACU | Philips Healthcare | 866336 - M1116C | US40910832 | 2014-08-12 | 1412.4 | 2015-08-12 09:28
66609 | Thermal Array Recorder Module | Physiologic Monitor Modules | Printer/Graphic Recorders | Active | MSH | MSH | 15M | Obstetrical Suite (L&D) | L&D PACU | Philips Healthcare | 866336 - M1116C | US40910855 | 2014-08-12 | 1412.4 | 2015-08-12 09:28
66610 | Thermal Array Recorder Module | Physiologic Monitor Modules | Printer/Graphic Recorders | Active | MSH | MSH | 5 | SURGICAL SUITE (COMBINED WITH CYSTO) | Cystoscopy | Philips Healthcare | 866336 - M1116C | US40910917 | 2014-08-12 | 1412.4 | 2015-08-12
66611 | Thermal Array Recorder Module | Physiologic Monitor Modules | Printer/Graphic Recorders | Active | MSH | MSH | 5 | Cystoscopy | Cystoscopy | Philips Healthcare | 866336 - M1116C | US40910854 | 2014-08-12 | 1412.4 | 2015-08-12 09:28
66612 | Thermal Array Recorder Module | Physiologic Monitor Modules | Printer/Graphic Recorders | Active | MSH | MSH | 15U | Obstetrical Suite (L&D) | L&D | Philips Healthcare | 866336 - M1116C | US40910859 | 2014-08-12 | 1412.4 | 2015-08-12 09:28
66613 | Thermal Array Recorder Module | Physiologic Monitor Modules | Printer/Graphic Recorders | Active | MSH | MSH | 15U | Obstetrical Suite (L&D) | L&D OR | Philips Healthcare | 866336 - M1116C | US40910918 | 2014-08-12 | 1412.4 | 2015-08-12 09:28
66615 | NMT MODULE | Physiologic Monitor Modules | Physiologic Monitor Modules, Neuromuscular Block | Active | MSH | MSH | 15U | Obstetrical Suite (L&D) | L&D OR | Philips Healthcare | 865383 - NMT Module | DE33104554 | 2014-08-12 | 3047.3999 | 2015-08-12 09:28
66616 | NMT MODULE | Physiologic Monitor Modules | Physiologic Monitor Modules, Neuromuscular Block | Active | MSH | MSH | 15U | Obstetrical Suite (L&D) | L&D OR | Philips Healthcare | 865383 - NMT Module | DE33104558 | 2014-08-12 | 3047.3999 | 2015-08-12 09:28
66617 | NMT MODULE | Physiologic Monitor Modules | Physiologic Monitor Modules, Neuromuscular Block | Active | MSH | MSH | 5 | Resp Therapy (Anesthesia) | Cystoscopy | Philips Healthcare | 865383 - NMT Module | DE33104571 | 2014-08-12 | 3047.3999 | 2015-08-12
66618 | NMT MODULE | Physiologic Monitor Modules | Physiologic Monitor Modules, Neuromuscular Block | Active | MSH | MSH | 15U | Resp Therapy (Anesthesia) | L&D OR | Philips Healthcare | 865383 - NMT Module | DE33104559 | 2014-08-12 | 3047.3999 | 2015-08-12
66619 | NMT MODULE | Physiologic Monitor Modules | Physiologic Monitor Modules, Neuromuscular Block | Active | MSH | MSH | 5 | Resp Therapy (Anesthesia) | Cystoscopy | Philips Healthcare | 865383 - NMT Module | DE33104556 | 2014-08-12 | 3047.3999 | 2015-08-12
66620 | Physiologic Monitor Modules, Invasive Blood Pressure | Physiologic Monitor Modules | Physiologic Monitor Modules, Invasive Blood Pressure | Active | MSH | MSH | 15U | Resp Therapy (Anesthesia) | L&D OR | Philips Healthcare | 862277 | DE408U2057 | 2014-08-12 | 721 | 2015-08-12
66621 | Physiologic Monitor Modules, Invasive Blood Pressure | Physiologic Monitor Modules | Physiologic Monitor Modules, Invasive Blood Pressure | Active | MSH | MSH | 5 | Resp Therapy (Anesthesia) | Cystoscopy | Philips Healthcare | 862277 | DE408U2061 | 2014-08-12 | 721 | 2015-08-12
66622 | Physiologic Monitor Modules, Invasive Blood Pressure | Physiologic Monitor Modules | Physiologic Monitor Modules, Invasive Blood Pressure | Active | MSH | MSH | 15U | Obstetrical Suite (L&D) | L&D OR | Philips Healthcare | 862277 | DE408U2046 | 2014-08-12 | 721 | 2015-08-12 09:28
66623 | Physiologic Monitor Modules, Invasive Blood Pressure | Physiologic Monitor Modules | Physiologic Monitor Modules, Invasive Blood Pressure | Active | MSH | MSH | 5 | Resp Therapy (Anesthesia) | Cystoscopy | Philips Healthcare | 862277 | DE408U2038 | 2014-08-12 | 721 | 2015-08-12
66624 | Physiologic Monitor Modules, Invasive Blood Pressure | Physiologic Monitor Modules | Physiologic Monitor Modules, Invasive Blood Pressure | Active | MSH | MSH | 15U | Obstetrical Suite (L&D) | L&D OR | Philips Healthcare | 862277 | DE408U2035 | 2014-08-12 | 721 | 2015-08-12 09:28
66625 | BIS Monitor | Physiologic Monitor Modules | Physiologic Monitor Modules, Electroencephalography | Active | MSH | MSH | 5 | Resp Therapy (Anesthesia) | Cystoscopy | Philips Healthcare | M1027B - EEG | DE11027124 | 2014-08-12 | 4500 | 2015-08-12
66626 | BIS Monitor | Physiologic Monitor Modules | Physiologic Monitor Modules, Electroencephalography | Active | MSH | MSH | 15U | Resp Therapy (Anesthesia) | L&D OR | Philips Healthcare | M1027B - EEG | DE11027120 | 2014-08-12 | 4500 | 2015-08-12
66627 | BIS Monitor | Physiologic Monitor Modules | Physiologic Monitor Modules, Electroencephalography | Active | MSH | MSH | 15U | Obstetrical Suite (L&D) | L&D OR | Philips Healthcare | M1027B - EEG | DE11027121 | 2014-08-12 | 4500 | 2015-08-12
66628 | BIS Monitor | Physiologic Monitor Modules | Physiologic Monitor Modules, Electroencephalography | Active | MSH | MSH | 5 | Resp Therapy (Anesthesia) | Cystoscopy | Philips Healthcare | M1027B - EEG | DE11027122 | 2014-08-12 | 4500 | 2015-08-12
66629 | BIS Monitor | Physiologic Monitor Modules | Physiologic Monitor Modules, Electroencephalography | Active | MSH | MSH | 15U | Obstetrical Suite (L&D) | L&D OR | Philips Healthcare | M1027B - EEG | DE11027123 | 2014-08-12 | 4500 | 2015-08-12
66632 | Gamma Detection System | Gamma Detection System | Gamma Detection System | Active | MSH | MSH | 7 | SURGICAL SUITE (COMBINED WITH CYSTO) | O.R | Devicor Medical | 2300 | 142367535 | 2014-04-07 | 26000 | 2015-04-07 | Cost for the Neoprobe GDS=CAN$26000; cost of 4 probes=CAN$48000.
66645 | Auxiliary Displays, Physiologic Monitor | Physiologic Monitor Modules | Auxiliary Displays, Physiologic Monitor | Active | MSH | MSH | 17U | NICU | NICU | Philips Healthcare |  | D14C008777 | 2014-08-12 | 1456 | 2015-08-12 | Philips Part # 989805700030
66646 | Auxiliary Displays, Physiologic Monitor | Physiologic Monitor Modules | Auxiliary Displays, Physiologic Monitor | Active | MSH | MSH | 17U | NICU | NICU | Philips Healthcare |  | D14C008806 | 2014-08-12 | 1456 | 2015-08-12 | Philips Part # 989805700030
66647 | Auxiliary Displays, Physiologic Monitor | Physiologic Monitor Modules | Auxiliary Displays, Physiologic Monitor | Active | MSH | MSH | 17U | NICU | NICU | Philips Healthcare |  | D14C009023 | 2014-08-12 | 1456 | 2015-08-12 | Philips Part # 989805700030
66648 | Auxiliary Displays, Physiologic Monitor | Physiologic Monitor Modules | Auxiliary Displays, Physiologic Monitor | Active | MSH | MSH | 17U | NICU | NICU | Philips Healthcare |  | D14C008799 | 2014-08-12 | 1456 | 2015-08-12 | Philips Part # 989805700030
66649 | Auxiliary Displays, Physiologic Monitor | Physiologic Monitor Modules | Auxiliary Displays, Physiologic Monitor | Active | MSH | MSH | 17U | NICU | NICU | Philips Healthcare |  | D14C008780 | 2014-08-12 | 1456 | 2015-08-12 | Philips Part # 989805700030
66650 | Auxiliary Displays, Physiologic Monitor | Physiologic Monitor Modules | Auxiliary Displays, Physiologic Monitor | Active | MSH | MSH | 17U | NICU | NICU | Philips Healthcare |  | D14C008716 | 2014-08-12 | 1456 | 2015-08-12 | Philips Part # 989805700030
66651 | Auxiliary Displays, Physiologic Monitor | Physiologic Monitor Modules | Auxiliary Displays, Physiologic Monitor | Active | MSH | MSH | 17U | NICU | NICU | Philips Healthcare |  | D14C008791 | 2014-08-12 | 1456 | 2015-08-12 | Philips Part # 989805700030
66653 | Auxiliary Displays, Physiologic Monitor | Physiologic Monitor Modules | Auxiliary Displays, Physiologic Monitor | Active | MSH | MSH | 17U | NICU | NICU | Philips Healthcare |  | D14C009028 | 2014-08-12 | 1456 | 2015-08-12 | Philips Part # 989805700030
66654 | Auxiliary Displays, Physiologic Monitor | Physiologic Monitor Modules | Auxiliary Displays, Physiologic Monitor | Active | MSH | MSH | 17U | NICU | NICU | Philips Healthcare |  | D14C008951 | 2014-08-12 | 1456 | 2015-08-12 | Philips Part # 989805700030
66655 | Auxiliary Displays, Physiologic Monitor | Physiologic Monitor Modules | Auxiliary Displays, Physiologic Monitor | Active | MSH | MSH | 17U | NICU | NICU | Philips Healthcare |  | D14C008712 | 2014-08-12 | 1456 | 2015-08-12 | Philips Part # 989805700030
66656 | Auxiliary Displays, Physiologic Monitor | Physiologic Monitor Modules | Auxiliary Displays, Physiologic Monitor | Active | MSH | MSH | 17U | NICU | NICU | Philips Healthcare |  | A14C014290 | 2014-08-12 | 1456 | 2015-08-12 | Philips Part # 989805700030
66657 | Network Switches | Network Equipment | Network Switches | Active | MSH | MSH | 6 | COVID-19 - ICU Endoscopy | 6 | Cisco | 2960 | FCW1821B038 | 2014-08-12 | 2857.8 | 2015-08-12 | 24 Port UTP/FX Switch
66658 | Power Systems, Uninterruptible | Power Systems | Power Systems, Uninterruptible | Active | MSH | MSH | 1 | Biomedical Engineering | 1st Floor | TRIPP LITE | Smart500RT1U | 2419AY0SM880800304 | 2014-08-12 | 461 | 2015-08-12
66659 | Power Systems, Uninterruptible | Power Systems | Power Systems, Uninterruptible | Active | MSH | MSH | 17U | NICU | NICU | TRIPP LITE | Smart500RT1U | 2419AY0SM880800305 | 2014-08-12 | 461 | 2015-08-12 | Located in 17U NICU server closet
66669 | Monitors, Physiologic, Patient Transport | Monitors, Physiologic | Monitors, Physiologic, Patient Transport | Active | MSH | MSH | 17U | NICU | NICU | Philips Healthcare | M3002A - X2 | DE466G4490 | 2014-08-12 | 6271.7998 | 2015-08-12 | Used with MX800
66670 | Monitors, Physiologic, Patient Transport | Monitors, Physiologic | Monitors, Physiologic, Patient Transport | Active | MSH | MSH | 17U | NICU | NICU | Philips Healthcare | M3002A - X2 | DE466G4490 | 2014-08-12 | 6271.7998 | 2015-08-12 | Used with MX800
66677 | Power Systems, Uninterruptible | Power Systems | Power Systems, Uninterruptible | Active | MSH | MSH | 17U | NICU | NICU | TRIPP LITE | Smart500RT1U | 2419AY0SM880800307 | 2014-08-12 | 461 | 2015-08-12
66678 | Power Systems, Uninterruptible | Power Systems | Power Systems, Uninterruptible | Active | MSH | MSH | 17U | NICU | NICU | TRIPP LITE | Smart500RT1U | 2419AY0SM880800481 | 2014-08-12 | 461 | 2015-08-12
66681 | Incubators, Infant, Mobile | Incubators | Incubators, Infant, Mobile | Active | MSH | MSH | 17U | NICU | NICU | GE Healthcare | Giraffe | HDHT60059 | 2014-08-19 | 33715 | 2017-06-30 | battery and fan motor date: April.2016
66682 | Power Systems, Uninterruptible | Power Systems | Power Systems, Uninterruptible | Active | MSH | MSH | 17U | NICU | NICU | TRIPP LITE | Smart500RT1U | 2402NLCSM628400532 | 2014-08-12 | 461 | 2015-08-12
66684 | Power Systems, Uninterruptible | Power Systems | Power Systems, Uninterruptible | Active | MSH | MSH | 17U | NICU | NICU | TRIPP LITE | Smart500RT1U | 2402NLCSM628400517 | 2014-08-12 | 461 | 2015-08-12
66685 | Power Systems, Uninterruptible | Power Systems | Power Systems, Uninterruptible | Active | MSH | MSH | 17U | NICU | NICU | TRIPP LITE | Smart500RT1U | 2402NLCSM628400529 | 2014-08-12 | 461 | 2015-08-12
66686 | Power Systems, Uninterruptible | Power Systems | Power Systems, Uninterruptible | Active | MSH | MSH | 17U | NICU | NICU | TRIPP LITE | Smart500RT1U | 2402NLCSM628400531 | 2014-08-12 | 461 | 2015-08-12
66687 | Power Systems, Uninterruptible | Power Systems | Power Systems, Uninterruptible | Active | MSH | MSH | 17U | NICU | NICU | TRIPP LITE | Smart500RT1U | 2419AY0SM880800488 | 2014-08-12 | 461 | 2015-08-12
66688 | Power Systems, Uninterruptible | Power Systems | Power Systems, Uninterruptible | Active | MSH | MSH | 17U | NICU | NICU | TRIPP LITE | Smart500RT1U | 2402NLCSM628400039 | 2014-08-12 | 461 | 2015-08-12
66690 | Power Systems, Uninterruptible | Power Systems | Power Systems, Uninterruptible | Active | MSH | MSH | 17U | NICU | NICU | TRIPP LITE | Smart500RT1U | 2402NLCSM628400040 | 2014-08-12 | 461 | 2015-08-12
66691 | Network Switches | Network Equipment | Network Switches | Active | MSH | MSH | 17U | NICU | NICU | Cisco | 2960 | F0c1821s4qb | 2014-08-12 | 2857.8 | 2015-08-12 | 24 Port UTP/FX Switch
66692 | Incubators, Infant, Mobile | Incubators | Incubators, Infant, Mobile | Active | MSH | MSH | 17U | NICU | NICU | GE Healthcare | Giraffe | HDHT60062 | 2014-08-19 | 33715 | 2017-06-30 | Battery date: Jan.2016. Fan date: Nov.2016
66693 | Incubators, Infant, Mobile | Incubators | Incubators, Infant, Mobile | Active | MSH | MSH | 15U | NICU | Resus | GE Healthcare | Giraffe | HDHT60064 | 2014-08-19 | 33715 | 2017-06-30 | Fan motor and battery date: April.2016
66694 | Monitors, Bedside, Fetal | Monitors | Monitors, Bedside, Fetal | Active | MSH | MSH | 1 | Obstetrical Suite (L&D) | Biomed spare | Philips Healthcare | M2705A - FM50 | DE46110171 | 2014-08-11 | 17998.8008 | 2015-08-11 | Triplet Monitoring S.W: G.02.21
66695 | Monitors, Bedside, Fetal | Monitors | Monitors, Bedside, Fetal | Active | MSH | MSH | 15M | Nursing 15 Murray/Antenatal | Antenatal - 15-327 | Philips Healthcare | M2704A - FM40 | DE45901578 | 2014-08-11 | 17998.8008 | 2015-08-11 | Triplet Monitoring
66696 | Monitors, Bedside, Fetal | Monitors | Monitors, Bedside, Fetal | Active | MSH | MSH | 15M | Nursing 15 Murray/Antenatal | Antenatal | Philips Healthcare | M2704A - FM40 | DE45901576 | 2014-08-11 | 17998.8008 | 2015-08-11 | Triplet Monitoring Portable
66697 | Monitors, Bedside, Fetal | Monitors | Monitors, Bedside, Fetal | Active | MSH | MSH | 15M | Nursing 15 Murray/Antenatal | Antenatal- 15-326 | Philips Healthcare | M2704A - FM40 | DE45901575 | 2014-08-11 | 17998.8008 | 2015-08-11 | Triplet Monitoring
66698 | Monitors, Bedside, Fetal | Monitors | Monitors, Bedside, Fetal | Active | MSH | MSH | 15M | Nursing 15 Murray/Antenatal | Antenatal-15-353B | Philips Healthcare | M2704A - FM40 | DE45901589 | 2014-08-11 | 15963 | 2015-08-11
66699 | Monitors, Bedside, Fetal | Monitors | Monitors, Bedside, Fetal | Active | MSH | MSH | 15M | Nursing 15 Murray/Antenatal | Antenatal -15-328 | Philips Healthcare | M2704A - FM40 | DE45901593 | 2014-08-11 | 15963 | 2015-08-11
66700 | Monitors, Bedside, Fetal | Monitors | Monitors, Bedside, Fetal | Active | MSH | MSH | 15M | Nursing 15 Murray/Antenatal | Antenatal-15-350A | Philips Healthcare | M2704A - FM40 | DE45901606 | 2014-08-11 | 15963 | 2015-08-11
66701 | Monitors, Bedside, Fetal | Monitors | Monitors, Bedside, Fetal | Active | MSH | MSH | 15M | Nursing 15 Murray/Antenatal | 15-322-A | Philips Healthcare | M2704A - FM40 | DE45901603 | 2014-08-11 | 15963 | 2015-08-11 | Spare monitors Biomed office
66702 | Monitors, Bedside, Fetal | Monitors | Monitors, Bedside, Fetal | Active | MSH | MSH | 15M | Nursing 15 Murray/Antenatal | Antenatal-15-311 | Philips Healthcare | M2704A - FM40 | DE45901588 | 2014-08-11 | 15963 | 2015-08-11
66703 | Incubators, Infant, Mobile | Incubators | Incubators, Infant, Mobile | Active | MSH | MSH | 17U | NICU | 17 - University | GE Healthcare | Omnibed | HDGT50843 | 2014-08-19 | 65000 | 2017-06-30 | Battery date: Jan.2016
66704 | Incubators, Infant, Mobile | Incubators | Incubators, Infant, Mobile | Active | MSH | MSH | 15U | Obstetrical Suite (L&D) | L&D | GE Healthcare | Omnibed | HDGT50850 | 2014-08-19 | 65000 | 2017-06-30 | Fan motor and relay board date: Apr.2015 and June.2016. Right column-August.2016. Right rail-February.2017
66705 | Incubators, Infant, Mobile | Incubators | Incubators, Infant, Mobile | Active | MSH | MSH | 17U | NICU | NICU | GE Healthcare | Omnibed | HDGT50851 | 2014-08-19 | 65000 | 2017-06-30 | Display board: May.2015. Relay board: Feb.2015. Battery: Sep.2016. Fan motor: October.2016. Relay board:Dec.2016
66706 | Incubators, Infant, Mobile | Incubators | Incubators, Infant, Mobile | Active | MSH | MSH | 17U | NICU | NICU | GE Healthcare | Omnibed | HDGT50852 | 2014-08-19 | 65000 | 2017-06-30
66707 | Monitors, Bedside, Fetal | Monitors | Monitors, Bedside, Fetal | Active | MSH | MSH | 15M | Nursing 15 Murray/Antenatal | Antenatal-15-353A | Philips Healthcare | M2704A - FM40 | DE45901601 | 2014-08-11 | 15963 | 2015-08-11
66708 | Monitors, Bedside, Fetal | Monitors | Monitors, Bedside, Fetal | Active | MSH | MSH | 15M | Nursing 15 Murray/Antenatal | Antenatal-15-310 | Philips Healthcare | M2704A - FM40 | DE45901584 | 2014-08-11 | 15963 | 2015-08-11
66711 | Incubators, Infant, Mobile | Incubators | Incubators, Infant, Mobile | Active | MSH | MSH | 17U | NICU | NICU | GE Healthcare | Giraffe | HDHT60057 | 2014-08-19 | 33715 | 2015-08-19 | Fan motor & battery date: March.2016
66712 | Incubators, Infant, Mobile | Incubators | Incubators, Infant, Mobile | Active | MSH | MSH | 17U | NICU | NICU | GE Healthcare | Giraffe | HDHT60058 | 2014-08-19 | 33715 | 2015-08-19
66713 | Incubators, Infant, Mobile | Incubators | Incubators, Infant, Mobile | Active | MSH | MSH | 17U | NICU | NICU | GE Healthcare | Giraffe | HDHT60060 | 2014-08-19 | 33715 | 2017-06-30 | Relay board date: Jan.2015, Battery date: June.2016, Fan date:October.2016
66714 | Phototherapy Units, Visible Light, Hyperbilirubinemia | Phototherapy Units | Phototherapy Units, Visible Light, Hyperbilirubinemia | Active | MSH | MSH | 16M | Mother & Baby | M&B | OHMEDA DIV THE BOC GROUP INC. | BILIBLANKET+ | HFAT50273 | 2014-08-19 | 4001 | 2014-08-19
66715 | Phototherapy Units, Visible Light, Hyperbilirubinemia | Phototherapy Units | Phototherapy Units, Visible Light, Hyperbilirubinemia | Active | MSH | MSH | 16M | Mother & Baby | M&B | OHMEDA DIV THE BOC GROUP INC. | BILIBLANKET+ | HFAT50275 | 2014-08-19 | 4001 | 2014-08-19
66716 | Phototherapy Units, Visible Light, Hyperbilirubinemia | Phototherapy Units | Phototherapy Units, Visible Light, Hyperbilirubinemia | Active | MSH | MSH | 16M | Mother & Baby | M&B | OHMEDA DIV THE BOC GROUP INC. | BILIBLANKET+ | HFAT50338 | 2014-08-19 | 4001 | 2014-08-19
66717 | Phototherapy Units, Visible Light, Hyperbilirubinemia | Phototherapy Units | Phototherapy Units, Visible Light, Hyperbilirubinemia | Active | MSH | MSH | 17U | NICU | NICU | GE Healthcare | BiliSoft | HFAP50079 | 2014-08-19 | 4001 | 2015-08-19
66718 | Monitors, Bedside, Fetal | Monitors | Monitors, Bedside, Fetal | Active | MSH | MSH | 15M | Nursing 15 Murray/Antenatal | Antenatal-15-350B | Philips Healthcare | M2704A - FM40 | DE45901590 | 2014-08-11 | 15963 | 2015-08-11
66719 | Monitors, Bedside, Fetal | Monitors | Monitors, Bedside, Fetal | Active | MSH | MSH | 15M | Nursing 15 Murray/Antenatal | Antenatal-15-307 | Philips Healthcare | M2704A - FM40 | DE45901605 | 2014-08-11 | 15963 | 2015-08-11
66720 | Monitors, Bedside, Fetal | Monitors | Monitors, Bedside, Fetal | Active | MSH | MSH | 15M | Nursing 15 Murray/Antenatal | Antenatal- 15-370A | Philips Healthcare | M2704A - FM40 | DE45901591 | 2014-08-11 | 15963 | 2015-08-11
66721 | Monitors, Bedside, Fetal | Monitors | Monitors, Bedside, Fetal | Active | MSH | MSH | 15M | Nursing 15 Murray/Antenatal | Antenatal-15-317 | Philips Healthcare | M2704A - FM40 | DE45901602 | 2014-08-11 | 15963 | 2015-08-11
66722 | Monitors, Bedside, Fetal | Monitors | Monitors, Bedside, Fetal | Active | MSH | MSH | 15M | Nursing 15 Murray/Antenatal | 15th Floor - Murray Side | Philips Healthcare | M2704A - FM40 | DE45901587 | 2014-08-11 | 15963 | 2015-08-11
66723 | Monitors, Bedside, Fetal | Monitors | Monitors, Bedside, Fetal | Active | MSH | MSH | 15M | Nursing 15 Murray/Antenatal | Antenatal-15-325 | Philips Healthcare | M2704A - FM40 | DE45901582 | 2014-08-11 | 15963 | 2015-08-11
66724 | Monitors, Bedside, Fetal | Monitors | Monitors, Bedside, Fetal | Active | MSH | MSH | 15M | Nursing 15 Murray/Antenatal | 15-359 | Philips Healthcare | M2704A - FM40 | DE45901598 | 2014-08-11 | 15963 | 2015-08-11
66725 | Monitors, Bedside, Fetal | Monitors | Monitors, Bedside, Fetal | Active | MSH | MSH | 15M | Nursing 15 Murray/Antenatal | Antenatal-15-370B | Philips Healthcare | M2704A - FM40 | DE45901594 | 2014-08-11 | 15963 | 2015-08-11
66726 | Monitors, Bedside, Fetal | Monitors | Monitors, Bedside, Fetal | Active | MSH | MSH | 15M | Nursing 15 Murray/Antenatal | Antenatal | Philips Healthcare | M2704A - FM40 | DE45901595 | 2014-08-11 | 15963 | 2015-08-11
66727 | Monitors, Bedside, Fetal | Monitors | Monitors, Bedside, Fetal | Active | MSH | MSH | 15M | Nursing 15 Murray/Antenatal | Antenatal-15-323B | Philips Healthcare | M2704A - FM40 | DE45901600 | 2014-08-11 | 15963 | 2015-08-11
66728 | Monitors, Bedside, Fetal | Monitors | Monitors, Bedside, Fetal | Active | MSH | MSH | 15M | Nursing 15 Murray/Antenatal | Antenatal-15-308 | Philips Healthcare | M2704A - FM40 | DE45901599 | 2014-08-11 | 15963 | 2015-08-11
66729 | Monitors, Bedside, Fetal | Monitors | Monitors, Bedside, Fetal | Active | MSH | MSH | 15M | Nursing 15 Murray/Antenatal | Antenatal-15-315 | Philips Healthcare | M2704A - FM40 | DE45901581 | 2014-08-11 | 15963 | 2015-08-11
66730 | Monitors, Bedside, Fetal | Monitors | Monitors, Bedside, Fetal | Active | MSH | MSH | 15M | Nursing 15 Murray/Antenatal | Antenatal-15-304 | Philips Healthcare | M2704A - FM40 | DE45901592 | 2014-08-11 | 15963 | 2015-08-11
66731 | Monitors, Bedside, Fetal | Monitors | Monitors, Bedside, Fetal | Active | MSH | MSH | 15M | Nursing 15 Murray/Antenatal | Antenatal-Portable | Philips Healthcare | M2704A - FM40 | DE45901597 | 2014-08-11 | 15963 | 2015-08-11 | Mobile fetal monitor
66732 | Monitors, Bedside, Fetal | Monitors | Monitors, Bedside, Fetal | Active | MSH | MSH | 15M | Nursing 15 Murray/Antenatal | Antenatal-15-314 | Philips Healthcare | M2704A - FM40 | DE45901583 | 2014-08-11 | 15963 | 2015-08-11
66734 | Display Monitor, Flat Panel | Display Monitor | Display Monitor, Flat Panel | Active | MSH | OPG | 8th Floor | Women's Unit-OPG | 8th Floor | STORZ INSTRUMENT CO | SC-WU26-A1511 | 14-239726 | 2014-08-19 | 5001 | 2015-08-19 | Part of K.Storz - Endoscopy Video Tower
66735 | Camera Controller | Camera Controller | Camera Controller | Active | MSH | OPG | 8th Floor | Women's Unit-OPG | 8th Floor | STORZ INSTRUMENT CO | 222020-20-1 | UV719764-P | 2014-08-19 | 20001 | 2015-08-19 | Comes with a camera, K.Storz Image 1 HD H3-Z, model 22220055, s/n UV837871-H.
66736 | Light Sources | Light Sources | Light Sources | Active | MSH | OPG | 8th Floor | Women's Unit-OPG | 8th Floor | STORZ INSTRUMENT CO | 201315-20 | UV0697914 | 2014-08-19 | 10001 | 2015-08-19
66737 | Giraffe Shuttle | Giraffe Shuttle | Giraffe Shuttle | Active | MSH | MSH | 17U | NICU | NICU | GE Healthcare | M1143651 | MAAT50050 | 2014-08-19 | 60001 | 2015-08-19
66738 | Giraffe Shuttle | Giraffe Shuttle | Giraffe Shuttle | Active | MSH | MSH | 15U | NICU | Resus | GE Healthcare | M1143651 | MAAQ50031 | 2014-08-19 | 60001 | 2015-08-19 | Battery Date: April.2016
66739 | Fiberoptic Cystometry System | Fiberoptic Cystometry System | Fiberoptic Cystometry System | Active | MSH | OPG | 8th Floor | Urogynaecology-OPG | 8th Floor | COOPER MEDICAL CORP DIV | 53305 | 04873 | 2014-08-20 | 10001 | 2015-08-20 | Unit is on lease. System includes Dell Laptop Computer, service tag JJkG4S1, express service code: 42542066737. And Canon Pixma Printer. All is on a cart with trays and a pole.
66740 | Lights, Examination | Lights | Lights, Examination | Active | MSH | MSH | MSH | LABOUR/DELIVERY NUW 4 |  | TRUMPF MEDICAL | T100M | 101812327 | 2014-08-21 | 2001 | 2015-08-21
66743 | Pulse CO-Oximeter | Pulse CO-Oximeter | Pulse CO-Oximeter | Active | MSH | MSH | MSH | PACU | PACU | MASIMO | Radical-7 | 179522 | 2014-08-26 | 425 | 2015-08-26 | Device ($300) and Docking Station ($125)
66744 | Pulse CO-Oximeter Dock | Pulse CO-Oximeter | Pulse CO-Oximeter | Active | MSH | MSH | MSH | PACU | PACU | MASIMO | Radical-7 Dock | 213838 | 2014-08-26 | 425 | 2015-08-26 | Device ($300) and Docking Station ($125)
66745 | Pulse CO-Oximeter | Pulse CO-Oximeter | Pulse CO-Oximeter | Active | MSH | MSH | MSH | PACU | PACU | MASIMO | Radical-7 | 168920 | 2014-08-26 | 425 | 2015-08-26 | Device ($300) and Docking Station ($125)
66746 | Pulse CO-Oximeter | Pulse CO-Oximeter | Pulse CO-Oximeter | Active | MSH | MSH | MSH | PACU | PACU | MASIMO | Radical-7 | 17433 | 2014-08-26 | 425 | 2015-08-26 | Hand-held Device Serial Number: 1000000478 Device ($300) and Docking Station ($125)
66747 | Pulse CO-Oximeter Dock | Pulse CO-Oximeter | Pulse CO-Oximeter | Active | MSH | MSH | MSH | PACU | PACU | MASIMO | Radical-7 Dock | 213784 | 2014-08-26 | 425 | 2015-08-26 | Device ($300) and Docking Station ($125) Hand-held device SN 1000033935.
66748 | Beds, Electric, Birthing | Beds | Beds, Electric, Birthing | Active | MSH | MSH | MSH | LABOUR/DELIVERY NUW 4 | L&D | HILL-ROM CO INC | P3700 | P164AA2611 | 2014-07-16 | 20000 | 2015-07-16 15:44
66749 | Beds, Electric, Birthing | Beds | Beds, Electric, Birthing | Active | MSH | MSH | MSH | LABOUR/DELIVERY NUW 4 | L&D | HILL-ROM CO INC | P3700 | P161AA2577 | 2014-07-16 | 20000 | 2015-07-16 15:44
66750 | Beds, Electric, Birthing | Beds | Beds, Electric, Birthing | Active | MSH | MSH | MSH | LABOUR/DELIVERY NUW 4 | L&D | HILL-ROM CO INC | P3700 | P161AA2581 | 2014-08-27 | 20000 | 2015-08-27
66751 | Beds, Electric, Birthing | Beds | Beds, Electric, Birthing | Active | MSH | MSH | MSH | LABOUR/DELIVERY NUW 4 | L&D | HILL-ROM CO INC | P3700 | P164AA2611 | 2014-07-16 | 20000 | 2015-07-16 15:44
66752 | Beds, Electric, Birthing | Beds | Beds, Electric, Birthing | Active | MSH | MSH | MSH | LABOUR/DELIVERY NUW 4 | L&D | HILL-ROM CO INC | P3700 | P164AA2611 | 2014-07-16 | 20000 | 2015-07-16 15:44
66753 | Beds, Electric, Birthing | Beds | Beds, Electric, Birthing | Active | MSH | MSH | MSH | LABOUR/DELIVERY NUW 4 | L&D | HILL-ROM CO INC | P3700 | P162AA2589 | 2014-08-27 | 20000 | 2014-08-27
66754 | Beds, Electric, Birthing | Beds | Beds, Electric, Birthing | Active | MSH | MSH | MSH | LABOUR/DELIVERY NUW 4 | L&D | HILL-ROM CO INC | P3700 | P162AA2587 | 2014-08-27 | 20000 | 2014-08-27
66755 | Beds, Electric, Birthing | Beds | Beds, Electric, Birthing | Active | MSH | MSH | MSH | LABOUR/DELIVERY NUW 4 | L&D | HILL-ROM CO INC | P3700 | P161AA2585 | 2014-08-27 | 20000 | 2014-08-27
66756 | Beds, Electric, Birthing | Beds | Beds, Electric, Birthing | Active | MSH | MSH | 15U | Obstetrical Suite (L&D) | 15th Floor - University Side | HILL-ROM CO INC | P3700E000046 | P164AA2611 | 2014-08-27 | 20000 | 2014-08-27
66757 | Monitors, Bedside, Fetal | Monitors | Monitors, Bedside, Fetal | Active | MSH | MSH | 15M | Nursing 15 Murray/Antenatal | Antenatal-15-305 | Philips Healthcare | M2704A - FM40 | DE45901585 | 2014-08-11 | 15963 | 2015-08-11
66758 | Microstream CO2 extension | Physiologic Monitor Modules | Physiologic Monitor Modules, Exhaled Carbon Dioxide | Active | MSH | MSH | 17U | NICU | NICU | Philips Healthcare | M3015A - CO2 MMS | DE13860887 | 2012-04-27 | 4039.2 | 2013-04-27
66760 | Infusion Pumps, Patient-Controlled Analgesic | INFUSION PUMPS | Infusion Pumps, Patient-Controlled Analgesic | Active | MSH | MSH | 10N | Nursing 10N Geriatrics | Geriatrics | SIMS Deltec Ltd. | 2110 | 1045874 | 2014-09-15 | 5095 | 2017-09-15 | PAL/PSMT# 1, PALLIATIVE PUMP, Contact# 7734 Juliana Howes. Library:Pallative-2014 Aug 7, rev.3.0. Feb 2016- Juliana Howe. Palliative Care Dec 16/15, lib version 3.78
66761 | Infusion Pumps, Patient-Controlled Analgesic | INFUSION PUMPS | Infusion Pumps, Patient-Controlled Analgesic | Active | MSH | MSH | 10N | Nursing 10N Geriatrics | Geriatrics | SIMS Deltec Ltd. | 2110 | 1045876 | 2014-09-15 | 5095 | 2017-09-15 | PAL/PSMT# 2, PALLIATIVE PUMP, Contact# 7734 Juliana Howes. Library: Palliative-2014 Aug 7, rev.3.0- Feb 2016- New lib- Palliative-Dec 16/15- lib version-3.78
66762 | Infusion Pumps, Patient-Controlled Analgesic | INFUSION PUMPS | Infusion Pumps, Patient-Controlled Analgesic | Active | MSH | MSH | 10N | Nursing 10S Geriatrics | Geriatrics | SIMS Deltec Ltd. | 2110 | 1045875 | 2014-09-15 | 5095 | 2017-09-15 | PAL/PSMT# 3, PALLIATIVE PUMP, Contact# 7734 Juliana Howes. Library: Palliative-2014 Aug 7, rev.3.0. Feb 2016- Juliana Howe. Palliative Care Dec 16/15, lib version 3.78
66763 | Infusion Pumps, Patient-Controlled Analgesic | INFUSION PUMPS | Infusion Pumps, Patient-Controlled Analgesic | Active | MSH | MSH | 10N | Nursing 10S Geriatrics | Geriatrics | SIMS Deltec Ltd. | 2110 | 1045873 | 2014-09-15 | 5095 | 2017-09-15 | PAL/PSMT# 4, PALLIATIVE PUMP, Contact# 7734 Juliana Howes. Library: Palliative-2014 Aug 7, rev.3.0. Feb 2016- Juliana Howe. Palliative Care Dec 16/15, lib version 3.78
66764 | Infusion Pumps, Patient-Controlled Analgesic | INFUSION PUMPS | Infusion Pumps, Patient-Controlled Analgesic | Active | MSH | MSH | 12S | Nursing 12S Medicine |  | SIMS Deltec Ltd. | 2110 | 1045746 | 2014-09-15 | 5095 | 2017-09-15 | PAL/PSMT# 5, PALLIATIVE PUMP, Contact# 7734 Juliana Howes. Library: Palliative-2014 Aug 7, rev.3.0. Feb 2016- Juliana Howe. Palliative Care Dec 16/15, lib version 3.78
66765 | Infusion Pumps, Patient-Controlled Analgesic | INFUSION PUMPS | Infusion Pumps, Patient-Controlled Analgesic | Active | MSH | MSH | 12S | Nursing 12S Medicine |  | SIMS Deltec Ltd. | 2110 | 1045743 | 2014-09-15 | 5095 | 2017-09-15 | PAL/PSMT# 6, PALLIATIVE PUMP, Contact# 7734 Juliana Howes. Library: Palliative-2014 Aug 7, rev.3.0. Feb 2016- Juliana Howe. Palliative Care Dec 16/15, lib version 3.78
66766 | Infusion Pumps, Patient-Controlled Analgesic | INFUSION PUMPS | Infusion Pumps, Patient-Controlled Analgesic | Active | MSH | MSH | 7 | PACU | PACU | SIMS Deltec Ltd. | 2110 | 1045742 | 2014-09-15 | 5095 | 2017-09-15 | PAL/PSMT# 7, PALLIATIVE PUMP, Contact# 7734 Juliana Howes. Library: Palliative-2014 Aug 7, rev.3.0. May 17, 2016-updated library-Palliative Dec 16/15
66767 | Infusion Pumps, Patient-Controlled Analgesic | INFUSION PUMPS | Infusion Pumps, Patient-Controlled Analgesic | Active | MSH | MSH | 14N | Nursing 14N Surgery | Palliative care | SIMS Deltec Ltd. | 2110 | 1045744 | 2014-09-15 | 5095 | 2017-09-15 | PAL/PSMT# 8, PALLIATIVE PUMP, Contact# 7734 Juliana Howes. Library: Palliative-2014 Aug 7, rev.3.0. Feb 2016- Juliana Howe. Palliative Care Dec 16/15, lib version 3.78
66770 | Monitors, Physiologic, Patient Transport | Monitors, Physiologic | Monitors, Physiologic, Patient Transport | Active | MSH | MSH | 10S | Coronary Care Unit | CCU | Philips Healthcare | M3002A - X2 | DE466G5645 | 2014-09-05 | 6120 | 2015-09-05 | Masimo PO # 802078
66771 | Monitors, Physiologic, Patient Transport | Monitors, Physiologic | Monitors, Physiologic, Patient Transport | Active | MSH | MSH | 10S | Coronary Care Unit | CCU | Philips Healthcare | M3002A - X2 | DE466G5813 | 2014-09-05 | 6120 | 2015-09-05 | Masimo PO # 802078
66780 | Monitors, Physiologic, Patient Transport | Monitors, Physiologic | Monitors, Physiologic, Patient Transport | Active | MSH | MSH | 14N | Nursing 14N Surgical SDU | Step Down Unit | Philips Healthcare | M3002A - X2 | DE466G5875 | 2014-09-05 | 6120 | 2015-09-05 | Masimo PO # 802078
66782 | Monitors, Physiologic, Patient Transport | Monitors, Physiologic | Monitors, Physiologic, Patient Transport | Active | MSH | MSH | 14N | Nursing 14N Surgical SDU | Step Down Unit | Philips Healthcare | M3002A - X2 | DE466G5888 | 2014-09-05 | 6120 | 2015-09-05 | Masimo PO # 802078
66786 | Monitors, Physiologic, Patient Transport | Monitors, Physiologic | Monitors, Physiologic, Patient Transport | Active | MSH | MSH | 1 | Biomedical Engineering | Biomed Spare | Philips Healthcare | M3002A - X2 | DE466G5829 | 2014-09-05 | 6120 | 2015-09-05 | Masimo PO # 802078 to be used for parts- inactive asset belonged to MHAU
66787 | Monitors, Physiologic, Patient Transport | Monitors, Physiologic | Monitors, Physiologic, Patient Transport | Active | MSH | MSH | 17U | NICU | NICU | Philips Healthcare | M3002A - X2 | DE466G5794 | 2014-09-05 | 6120 | 2015-09-05 | Masimo PO # 802078 belonged to MHAU Now being used as NICU Moved to REV M - labelled X2NICU102
66791 | Monitors, Physiologic, Patient Transport | Monitors, Physiologic | Monitors, Physiologic, Patient Transport | Active | MSH | MSH | 10S | Coronary Care Unit | CCU | Philips Healthcare | M3002A - X2 | DE466G5801 | 2014-09-05 | 6120 | 2015-09-05 | Masimo PO # 802078
66793 | Monitors, Physiologic, Patient Transport | Monitors, Physiologic | Monitors, Physiologic, Patient Transport | Active | MSH | MSH | 1 | NICU | Biomed spare | Philips Healthcare | M3002A - X2 | DE466G5541 | 2014-09-05 | 6120 | 2015-09-05 | Masimo PO # 802078
66794 | Monitors, Physiologic, Patient Transport | Monitors, Physiologic | Monitors, Physiologic, Patient Transport | Active | MSH | MSH | 15U | NICU | Resus | Philips Healthcare | M3002A - X2 | DE466G5551 | 2014-09-05 | 6120 | 2015-09-05 | Masimo PO # 802078
66795 | Monitors, Physiologic, Patient Transport | Monitors, Physiologic | Monitors, Physiologic, Patient Transport | Active | MSH | MSH | 17U | NICU | NICU | Philips Healthcare | M3002A - X2 | DE466G5529 | 2014-09-05 | 6120 | 2015-09-05 | Masimo PO # 802078
66796 | Monitors, Physiologic, Patient Transport | Monitors, Physiologic | Monitors, Physiologic, Patient Transport | Active | MSH | MSH | 17U | NICU | NICU | Philips Healthcare | M3002A - X2 | DE466G5534 | 2014-09-05 | 6120 | 2015-09-05 | Masimo PO # 802078
66797 | Monitors, Physiologic, Patient Transport | Monitors, Physiologic | Monitors, Physiologic, Patient Transport | Active | MSH | MSH | 17U | NICU | NICU | Philips Healthcare | M3002A - X2 | DE466G5657 | 2014-09-05 | 6120 | 2015-09-05 | Masimo PO # 802078 Upgraded to REvision M
66798 | Monitors, Physiologic, Patient Transport | Monitors, Physiologic | Monitors, Physiologic, Patient Transport | Active | MSH | MSH | 17U | NICU | NICU | Philips Healthcare | M3002A - X2 | DE466G5511 | 2014-09-05 | 6120 | 2015-09-05 | Masimo PO # 802078
66799 | Monitors, Physiologic, Patient Transport | Monitors, Physiologic | Monitors, Physiologic, Patient Transport | Active | MSH | MSH | 17U | NICU | NICU | Philips Healthcare | M3002A - X2 | DE466G5668 | 2014-09-05 | 6120 | 2015-09-05 | Masimo PO # 802078
66800 | Monitors, Physiologic, Patient Transport | Monitors, Physiologic | Monitors, Physiologic, Patient Transport | Active | MSH | MSH | 17U | NICU | NICU | Philips Healthcare | M3002A - X2 | DE466G5592 | 2014-09-05 | 6120 | 2015-09-05 | Masimo PO # 802078
66801 | Monitors, Physiologic, Patient Transport | Monitors, Physiologic | Monitors, Physiologic, Patient Transport | Active | MSH | MSH | 15U | NICU | Resus | Philips Healthcare | M3002A - X2 | DE466G5523 | 2014-09-05 | 6120 | 2015-09-05 | Masimo PO # 802078
66802 | Monitors, Physiologic, Patient Transport | Monitors, Physiologic | Monitors, Physiologic, Patient Transport | Active | MSH | MSH | 17U | NICU | Transport incubator #83 | Philips Healthcare | M3002A - X2 | DE466G5651 | 2014-09-05 | 6120 | 2015-09-05 | Masimo PO # 802078
66803 | Monitors, Physiologic, Patient Transport | Monitors, Physiologic | Monitors, Physiologic, Patient Transport | Active | MSH | MSH | 17U | NICU | NICU | Philips Healthcare | M3002A - X2 | DE466G5610 | 2014-09-05 | 6120 | 2015-09-05 | Masimo PO # 802078
66804 | Monitors, Physiologic, Patient Transport | Monitors, Physiologic | Monitors, Physiologic, Patient Transport | Active | MSH | MSH | 17U | NICU | NICU | Philips Healthcare | M3002A - X2 | DE466G5537 | 2014-09-05 | 6120 | 2015-09-05 | Masimo PO # 802078 installed in MP30 Asset # 64491
66805 | Monitors, Physiologic, Patient Transport | Monitors, Physiologic | Monitors, Physiologic, Patient Transport | Active | MSH | MSH | 17U | NICU | NICU | Philips Healthcare | M3002A - X2 | DE466G5612 | 2014-09-05 | 6120 | 2015-09-05 | Masimo PO # 802078
66806 | Monitors, Physiologic, Patient Transport | Monitors, Physiologic | Monitors, Physiologic, Patient Transport | Active | MSH | MSH | 17U | NICU | NICU | Philips Healthcare | M3002A - X2 | DE466G5559 | 2014-09-05 | 6120 | 2015-09-05 | Masimo PO # 802078
66807 | Monitors, Physiologic, Patient Transport | Monitors, Physiologic | Monitors, Physiologic, Patient Transport | Active | MSH | MSH | 17U | NICU | NICU | Philips Healthcare | M3002A - X2 | DE466G5617 | 2014-09-05 | 6120 | 2015-09-05 | Masimo PO # 802078
66808 | Monitors, Physiologic, Patient Transport | Monitors, Physiologic | Monitors, Physiologic, Patient Transport | Active | MSH | MSH | 17U | NICU | NICU | Philips Healthcare | M3002A - X2 | DE466G5502 | 2014-09-05 | 6120 | 2015-09-05 | Masimo PO # 802078
66809 | Monitors, Physiologic, Patient Transport | Monitors, Physiologic | Monitors, Physiologic, Patient Transport | Active | MSH | MSH | 17U | NICU | NICU | Philips Healthcare | M3002A - X2 | DE466G5616 | 2014-09-05 | 6120 | 2015-09-05 | Masimo PO # 802078
66810 | Monitors, Physiologic, Patient Transport | Monitors, Physiologic | Monitors, Physiologic, Patient Transport | Active | MSH | MSH | 17U | NICU | NICU | Philips Healthcare | M3002A - X2 | DE466G5649 | 2014-09-05 | 6120 | 2015-09-05 | Masimo PO # 802078. Found in Biomed workshop 22Nov16- No Battery
66811 | Monitors, Physiologic, Patient Transport | Monitors, Physiologic | Monitors, Physiologic, Patient Transport | Active | MSH | MSH | 17U | NICU | NICU | Philips Healthcare | M3002A - X2 | DE466G5558 | 2014-09-05 | 6120 | 2015-09-05 | Masimo PO # 802078
66812 | Monitors, Physiologic, Patient Transport | Monitors, Physiologic | Monitors, Physiologic, Patient Transport | Active | MSH | MSH | 17U | NICU | NICU | Philips Healthcare | M3002A - X2 | DE466G5527 | 2014-09-05 | 6120 | 2015-09-05 | Masimo PO # 802078
66813 | Monitors, Physiologic, Patient Transport | Monitors, Physiologic | Monitors, Physiologic, Patient Transport | Active | MSH | MSH | 17U | NICU | NICU | Philips Healthcare | M3002A - X2 | DE466G5573 | 2014-09-05 | 6120 | 2015-09-05 | Masimo PO # 802078
66814 | Monitors, Physiologic, Patient Transport | Monitors, Physiologic | Monitors, Physiologic, Patient Transport | Active | MSH | MSH | 17U | NICU | NICU | Philips Healthcare | M3002A - X2 | DE466G5500 | 2014-09-05 | 6120 | 2015-09-05 | Masimo PO # 802078
66815 | Monitors, Physiologic, Patient Transport | Monitors, Physiologic | Monitors, Physiologic, Patient Transport | Active | MSH | MSH | 15U | NICU | Resus | Philips Healthcare | M3002A - X2 | DE466G5484 | 2014-09-05 | 6120 | 2015-09-05 | Masimo PO # 802078
66816 | Monitors, Physiologic, Patient Transport | Monitors, Physiologic | Monitors, Physiologic, Patient Transport | Active | MSH | MSH | 17U | NICU | NICU | Philips Healthcare | M3002A - X2 | DE466G5519 | 2014-09-05 | 6120 | 2015-09-05 | Masimo PO # 802078
66817 | Monitors, Physiologic, Patient Transport | Monitors, Physiologic | Monitors, Physiologic, Patient Transport | Active | MSH | MSH | 17U | NICU | NICU | Philips Healthcare | M3002A - X2 | DE466G5587 | 2014-09-05 | 6120 | 2015-09-05 | Masimo PO # 802078
66819 | Monitors, Physiologic, Patient Transport | Monitors, Physiologic | Monitors, Physiologic, Patient Transport | Active | MSH | MSH | 17U | NICU | NICU | Philips Healthcare | M3002A - X2 | DE466G5501 | 2014-09-05 | 6120 | 2015-09-05 | Masimo PO # 802078
66820 | Monitors, Physiologic, Patient Transport | Monitors, Physiologic | Monitors, Physiologic, Patient Transport | Active | MSH | MSH | 17U | NICU | NICU | Philips Healthcare | M3002A - X2 | DE466G5524 | 2014-09-05 | 6120 | 2015-09-05 | Masimo PO # 802078
66821 | Monitors, Physiologic, Patient Transport | Monitors, Physiologic | Monitors, Physiologic, Patient Transport | Active | MSH | MSH | 17U | NICU | NICU | Philips Healthcare | M3002A - X2 | DE466G5646 | 2014-09-05 | 6120 | 2015-09-05 | Masimo PO # 802078
66822 | Monitors, Physiologic, Patient Transport | Monitors, Physiologic | Monitors, Physiologic, Patient Transport | Active | MSH | MSH | 17U | NICU | NICU | Philips Healthcare | M3002A - X2 | DE466G5628 | 2014-09-05 | 6120 | 2015-09-05 | Masimo PO # 802078
66823 | Monitors, Physiologic, Patient Transport | Monitors, Physiologic | Monitors, Physiologic, Patient Transport | Active | MSH | MSH | 17U | NICU | NICU | Philips Healthcare | M3002A - X2 | DE466G5538 | 2014-09-05 | 6120 | 2015-09-05 | Masimo PO # 802078
66824 | Monitors, Physiologic, Patient Transport | Monitors, Physiologic | Monitors, Physiologic, Patient Transport | Active | MSH | MSH | 17U | NICU | NICU | Philips Healthcare | M3002A - X2 | DE466G5544 | 2014-09-05 | 6120 | 2015-09-05 | Masimo PO # 802078
66825 | Monitors, Physiologic, Patient Transport | Monitors, Physiologic | Monitors, Physiologic, Patient Transport | Active | MSH | MSH | 17U | NICU | NICU | Philips Healthcare | M3002A - X2 | DE466G5659 | 2014-09-05 | 6120 | 2015-09-05 | Masimo PO # 802078
66826 | Monitors, Physiologic, Patient Transport | Monitors, Physiologic | Monitors, Physiologic, Patient Transport | Active | MSH | MSH | 17U | NICU | NICU | Philips Healthcare | M3002A - X2 | DE466G5632 | 2014-09-05 | 6120 | 2015-09-05 | Masimo PO # 802078
66827 | Monitors, Physiologic, Patient Transport | Monitors, Physiologic | Monitors, Physiologic, Patient Transport | Active | MSH | MSH | 17U | NICU | NICU | Philips Healthcare | M3002A - X2 | DE466G5520 | 2014-09-05 | 6120 | 2015-09-05 | Masimo PO # 802078
66828 | Monitors, Physiologic, Patient Transport | Monitors, Physiologic | Monitors, Physiologic, Patient Transport | Active | MSH | MSH | 15U | NICU | Resus | Philips Healthcare | M3002A - X2 | DE466G5641 | 2014-09-05 | 6120 | 2015-09-05 | Masimo PO # 802078
66829 | Monitors, Physiologic, Patient Transport | Monitors, Physiologic | Monitors, Physiologic, Patient Transport | Active | MSH | MSH | 17U | NICU | NICU | Philips Healthcare | M3002A - X2 | DE466G5583 | 2014-09-05 | 6120 | 2015-09-05 | Masimo PO # 802078
66830 | Monitors, Physiologic, Patient Transport | Monitors, Physiologic | Monitors, Physiologic, Patient Transport | Active | MSH | MSH | 17U | NICU | NICU | Philips Healthcare | M3002A - X2 | DE466G5586 | 2014-09-05 | 6120 | 2015-09-05 | Masimo PO # 802078 Installed to MP30 Asset # 64488
66831 | Monitors, Physiologic, Patient Transport | Monitors, Physiologic | Monitors, Physiologic, Patient Transport | Active | MSH | MSH | 17U | NICU | NICU | Philips Healthcare | M3002A - X2 | DE466G5510 | 2014-09-05 | 6120 | 2015-09-05 | Masimo PO # 802078
66833 | Monitors, Physiologic, Patient Transport | Monitors, Physiologic | Monitors, Physiologic, Patient Transport | Active | MSH | MSH | 17U | NICU | NICU | Philips Healthcare | M3002A - X2 | DE466G5555 | 2014-09-05 | 6120 | 2015-09-05 | Masimo PO # 802078
66834 | Monitors, Physiologic, Patient Transport | Monitors, Physiologic | Monitors, Physiologic, Patient Transport | Active | MSH | MSH | 17U | NICU | NICU | Philips Healthcare | M3002A - X2 | DE466G5731 | 2014-09-05 | 6120 | 2015-09-05 | Masimo PO # 802078
66835 | Monitors, Physiologic, Patient Transport | Monitors, Physiologic | Monitors, Physiologic, Patient Transport | Active | MSH | MSH | 17U | NICU | NICU | Philips Healthcare | M3002A - X2 | DE466G5512 | 2014-09-05 | 6120 | 2015-09-05 | Masimo PO # 802078
66836 | Monitors, Physiologic, Patient Transport | Monitors, Physiologic | Monitors, Physiologic, Patient Transport | Active | MSH | MSH | 17U | NICU | NICU | Philips Healthcare | M3002A - X2 | DE466G5662 | 2014-09-05 | 6120 | 2015-09-05 | Masimo PO # 802078
66837 | Monitors, Physiologic, Patient Transport | Monitors, Physiologic | Monitors, Physiologic, Patient Transport | Active | MSH | MSH | 17U | NICU | NICU | Philips Healthcare | M3002A - X2 | DE466G5540 | 2014-09-05 | 6120 | 2015-09-05 | Masimo PO # 802078
66838 | Monitors, Physiologic, Patient Transport | Monitors, Physiologic | Monitors, Physiologic, Patient Transport | Active | MSH | MSH | 17U | NICU | NICU | Philips Healthcare | M3002A - X2 | DE466G5634 | 2014-09-05 | 6120 | 2015-09-05 | Masimo PO # 802078
66839 | Monitors, Physiologic, Patient Transport | Monitors, Physiologic | Monitors, Physiologic, Patient Transport | Active | MSH | MSH | 17U | NICU | NICU | Philips Healthcare | M3002A - X2 | DE466G5619 | 2014-09-05 | 6120 | 2015-09-05 | Masimo PO # 802078
66840 | Monitors, Physiologic, Patient Transport | Monitors, Physiologic | Monitors, Physiologic, Patient Transport | Active | MSH | MSH | 17U | NICU | NICU | Philips Healthcare | M3002A - X2 | DE466G5574 | 2014-09-05 | 6120 | 2015-09-05 | Masimo PO # 802078
66841 | Monitors, Physiologic, Patient Transport | Monitors, Physiologic | Monitors, Physiologic, Patient Transport | Active | MSH | MSH | 17U | NICU | NICU | Philips Healthcare | M3002A - X2 | DE466G5608 | 2014-09-05 | 6120 | 2015-09-05 | Masimo PO # 802078
66842 | Monitors, Physiologic, Patient Transport | Monitors, Physiologic | Monitors, Physiologic, Patient Transport | Active | MSH | MSH | 17U | NICU | NICU | Philips Healthcare | M3002A - X2 | DE466G5302 | 2014-09-05 | 6120 | 2015-09-05 | Masimo PO # 802078
66843 | Monitors, Physiologic, Patient Transport | Monitors, Physiologic | Monitors, Physiologic, Patient Transport | Active | MSH | MSH | 17U | NICU | NICU | Philips Healthcare | M3002A - X2 | DE466G5626 | 2014-09-05 | 6120 | 2015-09-05 | Masimo PO # 802078
66844 | Monitors, Physiologic, Patient Transport | Monitors, Physiologic | Monitors, Physiologic, Patient Transport | Active | MSH | MSH | 17U | NICU | NICU | Philips Healthcare | M3002A - X2 | DE466G5526 | 2014-09-05 | 6120 | 2015-09-05 | Masimo PO # 802078
66845 | Monitors, Physiologic, Patient Transport | Monitors, Physiologic | Monitors, Physiologic, Patient Transport | Active | MSH | MSH | 17U | NICU | NICU | Philips Healthcare | M3002A - X2 | DE466G5691 | 2014-09-05 | 6120 | 2015-09-05 | Masimo PO # 802078 Installed on MP30 with s/n. DE728A1675.
66846 | Monitors, Physiologic, Patient Transport | Monitors, Physiologic | Monitors, Physiologic, Patient Transport | Active | MSH | MSH | 17U | NICU | NICU | Philips Healthcare | M3002A - X2 | DE466G5733 | 2014-09-05 | 6120 | 2015-09-05 | Masimo PO # 802078
66847 | Monitors, Physiologic, Patient Transport | Monitors, Physiologic | Monitors, Physiologic, Patient Transport | Active | MSH | MSH | 17U | NICU | NICU | Philips Healthcare | M3002A - X2 | DE466G5546 | 2014-09-05 | 6120 | 2015-09-05 | Masimo PO # 802078
66848 | Monitors, Physiologic, Patient Transport | Monitors, Physiologic | Monitors, Physiologic, Patient Transport | Active | MSH | MSH | 17U | NICU | NICU | Philips Healthcare | M3002A - X2 | DE466G5708 | 2014-09-05 | 6120 | 2015-09-05 | Masimo PO # 802078
66849 | Monitors, Physiologic, Patient Transport | Monitors, Physiologic | Monitors, Physiologic, Patient Transport | Active | MSH | MSH | 17U | NICU | NICU | Philips Healthcare | M3002A - X2 | DE466G5670 | 2014-09-05 | 6120 | 2015-09-05 | Masimo PO # 802078
66850 | Monitors, Physiologic, Patient Transport | Monitors, Physiologic | Monitors, Physiologic, Patient Transport | Active | MSH | MSH | 17U | NICU | NICU | Philips Healthcare | M3002A - X2 | DE466G5667 | 2014-09-05 | 6120 | 2015-09-05 | Masimo PO # 802078
66851 | Monitors, Physiologic, Patient Transport | Monitors, Physiologic | Monitors, Physiologic, Patient Transport | Active | MSH | MSH | 17U | NICU | NICU | Philips Healthcare | M3002A - X2 | DE466G5548 | 2014-09-05 | 6120 | 2015-09-05 | Masimo PO # 802078
66852 | Monitors, Physiologic, Patient Transport | Monitors, Physiologic | Monitors, Physiologic, Patient Transport | Active | MSH | MSH | 17U | NICU | NICU | Philips Healthcare | M3002A - X2 | DE466G5805 | 2014-09-05 | 6120 | 2015-09-05 | Masimo PO # 802078
66853 | Monitors, Physiologic, Patient Transport | Monitors, Physiologic | Monitors, Physiologic, Patient Transport | Active | MSH | MSH | 17U | NICU | NICU | Philips Healthcare | M3002A - X2 | DE466G5819 | 2014-09-05 | 6120 | 2015-09-05 | Masimo PO # 802078
66854 | Monitors, Physiologic, Patient Transport | Monitors, Physiologic | Monitors, Physiologic, Patient Transport | Active | MSH | MSH | 17U | NICU | NICU | Philips Healthcare | M3002A - X2 | DE466G5598 | 2014-09-05 | 6120 | 2015-09-05 | Masimo PO # 802078
66855 | Monitors, Physiologic, Patient Transport | Monitors, Physiologic | Monitors, Physiologic, Patient Transport | Active | MSH | MSH | 17U | NICU | NICU | Philips Healthcare | M3002A - X2 | DE466G5816 | 2014-09-05 | 6120 | 2015-09-05 | Masimo PO # 802078
66856 | Monitors, Physiologic, Patient Transport | Monitors, Physiologic | Monitors, Physiologic, Patient Transport | Active | MSH | MSH | 17U | NICU | NICU | Philips Healthcare | M3002A - X2 | DE466G5563 | 2014-09-05 | 6120 | 2015-09-05 | Masimo PO # 802078
66857 | Monitors, Physiologic, Patient Transport | Monitors, Physiologic | Monitors, Physiologic, Patient Transport | Active | MSH | MSH | 17U | NICU | NICU | Philips Healthcare | M3002A - X2 | DE466G5597 | 2014-09-05 | 6120 | 2015-09-05 | Masimo PO # 802078
66859 | Monitors, Physiologic, Patient Transport | Monitors, Physiologic | Monitors, Physiologic, Patient Transport | Active | MSH | MSH | 17U | NICU | NICU | Philips Healthcare | M3002A - X2 | DE466G5530 | 2014-09-05 | 6120 | 2015-09-05 | Masimo PO # 802078
66860 | Monitors, Physiologic, Patient Transport | Monitors, Physiologic | Monitors, Physiologic, Patient Transport | Active | MSH | MSH | 17U | NICU | NICU | Philips Healthcare | M3002A - X2 | DE466G564 | 2014-09-05 | 6120 | 2015-09-05 | Masimo PO # 802078
66861 | Monitors, Physiologic, Patient Transport | Monitors, Physiologic | Monitors, Physiologic, Patient Transport | Active | MSH | MSH | 17U | NICU | NICU | Philips Healthcare | M3002A - X2 | DE466G5562 | 2014-09-05 | 6120 | 2015-09-05 | Masimo PO # 802078
66862 | Monitors, Physiologic, Patient Transport | Monitors, Physiologic | Monitors, Physiologic, Patient Transport | Active | MSH | MSH | 17U | NICU | NICU | Philips Healthcare | M3002A - X2 | DE466G5549 | 2014-09-05 | 6120 | 2015-09-05 | Masimo PO # 802078
66863 | Monitors, Physiologic, Patient Transport | Monitors, Physiologic | Monitors, Physiologic, Patient Transport | Active | MSH | MSH | 17U | NICU | NICU | Philips Healthcare | M3002A - X2 | DE466G5622 | 2014-09-05 | 6120 | 2015-09-05 | Masimo PO # 802078
66864 | Monitors, Physiologic, Patient Transport | Monitors, Physiologic | Monitors, Physiologic, Patient Transport | Active | MSH | MSH | 15U | Obstetrical Suite (L&D) | L&D | Philips Healthcare | M3002A - X2 | DE466G5701 | 2014-09-05 | 6120 | 2015-09-05
66866 | Monitors, Physiologic, Patient Transport | Monitors, Physiologic | Monitors, Physiologic, Patient Transport | Active | MSH | MSH | 17U | NICU | NICU | Philips Healthcare | M3002A - X2 | DE466G5565 | 2014-09-05 | 6120 | 2015-09-05 | Masimo PO # 802078 Rev M - labelled X2NICU104
66867 | Monitors, Physiologic, Patient Transport | Monitors, Physiologic | Monitors, Physiologic, Patient Transport | Active | MSH | OPG | 3rd Floor | General Obstetrics | 3rd Floor | Philips Healthcare | M3002A - X2 | DE466G5535 | 2014-09-05 | 6120 | 2015-09-05 | Masimo PO # 802078 L&D donated this to the Ambulatory clinics on July 23, 2015
66868 | Monitors, Physiologic, Patient Transport | Monitors, Physiologic | Monitors, Physiologic, Patient Transport | Active | MSH | MSH | 15U | Obstetrical Suite (L&D) | L&D | Philips Healthcare | M3002A - X2 | DE466G5566 | 2014-09-05 | 6120 | 2015-09-05 | Masimo PO # 802078
66869 | Monitors, Physiologic, Patient Transport | Monitors, Physiologic | Monitors, Physiologic, Patient Transport | Active | MSH | MSH | 15U | Obstetrical Suite (L&D) | L&D | Philips Healthcare | M3002A - X2 | DE466G5704 | 2014-09-05 | 6120 | 2015-09-05
66870 | Monitors, Physiologic, Patient Transport | Monitors, Physiologic | Monitors, Physiologic, Patient Transport | Active | MSH | MSH | 15U | Obstetrical Suite (L&D) | 15th Floor - University Side | Philips Healthcare | M3002A - X2 | DE466G5730 | 2014-09-05 | 6120 | 2015-09-05 | L&D SPARE
66871 | Monitors, Physiologic, Patient Transport | Monitors, Physiologic | Monitors, Physiologic, Patient Transport | Active | MSH | MSH | 1 | Biomedical Engineering | 1st Floor-BME Spare | Philips Healthcare | M3002A - X2 | DE466G5694 | 2014-09-05 | 6120 | 2015-09-05 | Masimo PO # 802078 Biomed Spare
66873 | Monitors, Physiologic, Patient Transport | Monitors, Physiologic | Monitors, Physiologic, Patient Transport | Active | MSH | MSH | MSH | Cath Lab | Cath Lab | Philips Healthcare | M3002A - X2 | DE466G5653 | 2014-09-05 | 6120 | 2015-09-05 | Masimo PO # 802078
66874 | Monitors, Physiologic, Patient Transport | Monitors, Physiologic | Monitors, Physiologic, Patient Transport | Active | MSH | MSH | 16M | Mother & Baby | M&B | Philips Healthcare | M3002A - X2 | DE466G5040 | 2014-09-05 | 6120 | 2015-09-05 | Masimo PO # 802078
66875 | Monitors, Physiologic, Patient Transport | Monitors, Physiologic | Monitors, Physiologic, Patient Transport | Active | MSH | MSH | 16M | Mother & Baby | M&B | Philips Healthcare | M3002A - X2 | DE466G5556 | 2014-09-05 | 6120 | 2015-09-05 | Masimo PO # 802078
66876 | Monitors, Physiologic, Patient Transport | Monitors, Physiologic | Monitors, Physiologic, Patient Transport | Active | MSH | MSH | 16M | Mother & Baby | M&B | Philips Healthcare | M3002A - X2 | DE466G5700 | 2014-09-05 | 6120 | 2015-09-05 | Masimo PO # 802078
66878 | Monitors, Physiologic, Patient Transport | Monitors, Physiologic | Monitors, Physiologic, Patient Transport | Active | MSH | MSH | 17U | NICU | NICU | Philips Healthcare | M3002A - X2 | DE466G5633 | 2014-09-05 | 6120 | 2015-09-05 | Masimo PO # 802078
66880 | Pulse CO-Oximeter | Pulse CO-Oximeter | Pulse CO-Oximeter | Active | MSH | MSH | 17U | NICU | NICU | MASIMO | Radical-7 | 1000040081 | 2014-09-09 | 2774 | 2015-09-09 | -Monitor -P. O # Part of the Masimo Project
66881 | Pulse CO-Oximeter Dock | Pulse CO-Oximeter | Pulse CO-Oximeter | Active | MSH | MSH | 17U | NICU | NICU | MASIMO | Radical-7 Dock | 220115 | 2014-09-09 | 2774 | 2015-09-09 | -Docking Stn. -P. O # Part of the Masimo Project
66882 | Pulse CO-Oximeter | Pulse CO-Oximeter | Pulse CO-Oximeter | Active | MSH | MSH | 17U | NICU | NICU | MASIMO | Radical-7 | 1000042044 | 2014-09-09 | 2774 | 2015-09-09 | -Monitor. -P. O # Part of the Masimo Project
66883 | Pulse CO-Oximeter Dock | Pulse CO-Oximeter | Pulse CO-Oximeter | Active | MSH | MSH | 17U | NICU | NICU | MASIMO | Radical-7 Dock | 219713 | 2014-09-09 | 2774 | 2015-09-26 | -Docking Stn. -P. O # Part of the Masimo Project
66884 | Pulse CO-Oximeter | Pulse CO-Oximeter | Pulse CO-Oximeter | Active | MSH | MSH | 15U | NICU | Resus | MASIMO | Radical-7 | 1000033893 | 2014-09-09 | 2774 | 2015-09-26 | -Monitor -P. O # Part of the Masimo Project
66885 | Pulse CO-Oximeter Dock | Pulse CO-Oximeter | Pulse CO-Oximeter | Active | MSH | MSH | 15U | NICU | Resus | MASIMO | Radical-7 Dock | 219866 | 2014-09-09 | 2774 | 2015-09-26 | -Docking Stn. -P. O # Part of the Masimo Project
66886 | Pulse CO-Oximeter | Pulse CO-Oximeter | Pulse CO-Oximeter | Active | MSH | MSH | 17U | NICU | NICU | MASIMO | Radical-7 | 1000042044 | 2014-09-09 | 2774 | 2015-09-26 | -Monitor. -P. O # Part of the Masimo Project
66887 | Pulse CO-Oximeter Dock | Pulse CO-Oximeter | Pulse CO-Oximeter | Active | MSH | MSH | 17U | NICU | NICU | MASIMO | Radical-7 Dock | 219093 | 2014-09-09 | 2774 | 2015-09-26 | -Docking Stn. -P. O # Part of the Masimo Project
66888 | Pulse CO-Oximeter | Pulse CO-Oximeter | Pulse CO-Oximeter | Active | MSH | MSH | 15U | Obstetrical Suite (L&D) | L&D OR | MASIMO | Radical-7 | 1000040095 | 2014-09-09 | 2774 | 2015-09-26 | -Monitor. With Dock base Asset # 66889 -P. O # Part of the Masimo Project
66889 | Pulse CO-Oximeter Dock | Pulse CO-Oximeter | Pulse CO-Oximeter | Active | MSH | MSH | 15U | Obstetrical Suite (L&D) | L&D OR | MASIMO | Radical-7 Dock | 220076 | 2014-09-09 | 2774 | 2015-09-26 | -Docking Stn. -P. O # Part of the Masimo Project
66891 | Pulse CO-Oximeter Dock | Pulse CO-Oximeter | Pulse CO-Oximeter | Active | MSH | MSH | 15U | Obstetrical Suite (L&D) | L&D | MASIMO | Radical-7 Dock | 218679 | 2014-09-09 | 2774 | 2015-09-26 | -Docking Stn. -P. O # Part of the Masimo Project
66892 | Pulse CO-Oximeter | Pulse CO-Oximeter | Pulse CO-Oximeter | Active | MSH | MSH | 16M | Obstetrical Suite (L&D) | 16th MBU | MASIMO | Radical-7 | 1000039707 | 2014-09-09 | 2774 | 2015-09-26 | -Monitor. -P. O # Part of the Masimo Project
66893 | Pulse CO-Oximeter Dock | Pulse CO-Oximeter | Pulse CO-Oximeter | Active | MSH | MSH | 1 | Obstetrical Suite (L&D) | Biomed | MASIMO | Radical-7 Dock | 219765 | 2014-09-09 | 2774 | 2015-09-26 | -Docking Stn. -P. O # Part of the Masimo Project
66895 | Pulse CO-Oximeter Dock | Pulse CO-Oximeter | Pulse CO-Oximeter | Active | MSH | MSH | 15U | Obstetrical Suite (L&D) | L&D | MASIMO | Radical-7 Dock | 219813 | 2014-09-09 | 2774 | 2015-09-26 | -Docking Stn. -P. O # Part of the Masimo Project
66896 | Pulse CO-Oximeter | Pulse CO-Oximeter | Pulse CO-Oximeter | Active | MSH | MSH | 17U | NICU | NICU | MASIMO | Radical-7 | 1000041716 | 2014-09-09 | 2774 | 2015-09-26 | -Monitor. -P. O # Part of the Masimo Project
66897 | Pulse CO-Oximeter Dock | Pulse CO-Oximeter | Pulse CO-Oximeter | Active | MSH | MSH | 15U | Obstetrical Suite (L&D) | L&D | MASIMO | Radical-7 Dock | 218623 | 2014-09-09 | 2774 | 2015-09-26 | -Docking Stn. -P. O # Part of the Masimo Project
66898 | Pulse CO-Oximeter | Pulse CO-Oximeter | Pulse CO-Oximeter | Active | MSH | MSH | 17U | Respiratory Therapy | NICU - RT | MASIMO | Radical-7 | 1000041678 | 2014-09-09 | 2774 | 2015-09-26 | -Monitor. -P. O # Part of the Masimo Project
66899 | Pulse CO-Oximeter Dock | Pulse CO-Oximeter | Pulse CO-Oximeter | Active | MSH | MSH | 1 | Biomedical Engineering | Biomed | MASIMO | Radical-7 Dock | 218649 | 2014-09-09 | 2774 | 2015-09-26 | -Docking Stn. -P. O # Part of the Masimo Project
66900 | Pulse CO-Oximeter | Pulse CO-Oximeter | Pulse CO-Oximeter | Active | MSH | MSH | 17U | NICU | NICU | MASIMO | Radical-7 | 1000042028 | 2014-09-09 | 2774 | 2015-09-26 | -Monitor. -P. O # Part of the Masimo Project
66901 | Pulse CO-Oximeter Dock | Pulse CO-Oximeter | Pulse CO-Oximeter | Active | MSH | MSH | 15U | Obstetrical Suite (L&D) | L&D | MASIMO | Radical-7 Dock | 219933 | 2014-09-09 | 2774 | 2015-09-26 | -Docking Stn. -P. O # Part of the Masimo Project
66902 | Pulse CO-Oximeter | Pulse CO-Oximeter | Pulse CO-Oximeter | Active | MSH | MSH | 15U | Obstetrical Suite (L&D) | L&D | MASIMO | Radical-7 | 1000040146 | 2014-09-09 | 2774 | 2015-09-26 | -Monitor. -P. O # Part of the Masimo Project
66903 | Pulse CO-Oximeter Dock | Pulse CO-Oximeter | Pulse CO-Oximeter | Active | MSH | MSH | 15U | Obstetrical Suite (L&D) | L&D | MASIMO | Radical-7 Dock | 219881 | 2014-09-09 | 2774 | 2015-09-26 | -Docking Stn. -P. O # Part of the Masimo Project
66904 | Pulse CO-Oximeter | Pulse CO-Oximeter | Pulse CO-Oximeter | Active | MSH | MSH | 15U | Obstetrical Suite (L&D) | L&D | MASIMO | Radical-7 | 1000040163 | 2014-09-09 | 2774 | 2015-09-26 | -Monitor. -P. O # Part of the Masimo Project
66905 | Pulse CO-Oximeter Dock | Pulse CO-Oximeter | Pulse CO-Oximeter | Active | MSH | MSH | 15U | Obstetrical Suite (L&D) | L&D | MASIMO | Radical-7 Dock | 219080 | 2014-09-09 | 2774 | 2015-09-26 | -Docking Stn. -P. O # Part of the Masimo Project
66906 | Pulse CO-Oximeter | Pulse CO-Oximeter | Pulse CO-Oximeter | Active | MSH | MSH | 15U | Obstetrical Suite (L&D) | L&D | MASIMO | Radical-7 | 1000032305 | 2014-09-09 | 2774 | 2015-09-26 | -Monitor. -P. O # Part of the Masimo Project
66907 | Pulse CO-Oximeter Dock | Pulse CO-Oximeter | Pulse CO-Oximeter | Active | MSH | MSH | 15U | Obstetrical Suite (L&D) | L&D | MASIMO | Radical-7 Dock | 219937 | 2014-09-09 | 2774 | 2015-09-26 | -Docking Stn. -P. O # Part of the Masimo Project
66908 | Pulse CO-Oximeter | Pulse CO-Oximeter | Pulse CO-Oximeter | Active | MSH | MSH | 17U | NICU | NICU | MASIMO | Radical-7 | 1000040125 | 2014-09-09 | 2774 | 2015-09-26 | -Monitor. -P. O # Part of the Masimo Project
66909 | Pulse CO-Oximeter Dock | Pulse CO-Oximeter | Pulse CO-Oximeter | Active | MSH | MSH | 15U | Obstetrical Suite (L&D) | L&D | MASIMO | Radical-7 Dock | 219814 | 2014-09-09 | 2774 | 2015-09-26 | -Docking Stn. -P. O # Part of the Masimo Project
66910 | Pulse CO-Oximeter | Pulse CO-Oximeter | Pulse CO-Oximeter | Active | MSH | MSH | 17U | NICU | NICU | MASIMO | Radical-7 | 1000040101 | 2014-09-09 | 2774 | 2015-09-26 | -Monitor. -P. O # Part of the Masimo Project
66911 | Pulse CO-Oximeter Dock | Pulse CO-Oximeter | Pulse CO-Oximeter | Active | MSH | MSH | 15U | Obstetrical Suite (L&D) | L&D | MASIMO | Radical-7 Dock | 218684 | 2014-09-09 | 2774 | 2015-09-26 | -Docking Stn. -P. O # Part of the Masimo Project
66912 | Pulse CO-Oximeter | Pulse CO-Oximeter | Pulse CO-Oximeter | Active | MSH | MSH | 17U | NICU | NICU | MASIMO | Radical-7 | 1000040168 | 2014-09-09 | 2774 | 2015-09-26 | -Monitor. -P. O # Part of the Masimo Project
66913 | Pulse CO-Oximeter Dock | Pulse CO-Oximeter | Pulse CO-Oximeter | Active | MSH | MSH | 15U | Obstetrical Suite (L&D) | L&D | MASIMO | Radical-7 Dock | 219778 | 2014-09-09 | 2774 | 2015-09-26 | -Docking Stn. -P. O # Part of the Masimo Project
66914 | Pulse CO-Oximeter | Pulse CO-Oximeter | Pulse CO-Oximeter | Active | MSH | MSH | 17U | NICU | NICU | MASIMO | Radical-7 | 1000029576 | 2014-09-09 | 2774 | 2015-09-26 | -Monitor. -P. O # Part of the Masimo Project
66915 | Pulse CO-Oximeter Dock | Pulse CO-Oximeter | Pulse CO-Oximeter | Active | MSH | MSH | 17U | NICU | NICU | MASIMO | Radical-7 Dock | 219720 | 2014-09-09 | 2774 | 2015-09-26 | -Docking Stn. -P. O # Part of the Masimo Project
66916 | Pulse CO-Oximeter | Pulse CO-Oximeter | Pulse CO-Oximeter | Active | MSH | MSH | 16M | Mother & Baby | M&B | MASIMO | Radical-7 | 1000040124 | 2014-09-09 | 2774 | 2015-09-26 | -Monitor. -P. O # Part of the Masimo Project
66917 | Pulse CO-Oximeter Dock | Pulse CO-Oximeter | Pulse CO-Oximeter | Active | MSH | MSH | 16M | Mother & Baby | M&B | MASIMO | Radical-7 Dock | 220077 | 2014-09-09 | 2774 | 2015-09-26 | -Docking Stn. -P. O # Part of the Masimo Project
66918 | Pulse CO-Oximeter | Pulse CO-Oximeter | Pulse CO-Oximeter | Active | MSH | MSH | 17U | NICU | NICU | MASIMO | Radical-7 | 1000189234 | 2014-09-09 | 2774 | 2015-09-26 | -Monitor -P. O # Part of the Masimo Project
66919 | Pulse CO-Oximeter Dock | Pulse CO-Oximeter | Pulse CO-Oximeter | Active | MSH | MSH | 16M | Mother & Baby | M&B | MASIMO | Radical-7 Dock | 219965 | 2014-09-09 | 2774 | 2015-09-26 | -Docking Stn -P. O # Part of the Masimo Project
66920 | Pulse CO-Oximeter | Pulse CO-Oximeter | Pulse CO-Oximeter | Active | MSH | MSH | 16M | Mother & Baby | M&B | MASIMO | Radical-7 | 1000040155 | 2014-09-09 | 2774 | 2015-09-26 | -Monitor -P. O # Part of the Masimo Project
66921 | Pulse CO-Oximeter Dock | Pulse CO-Oximeter | Pulse CO-Oximeter | Active | MSH | MSH | 16M | Mother & Baby | M&B | MASIMO | Radical-7 Dock | 220101 | 2014-09-09 | 2774 | 2015-09-26 | -Docking Stn. -P. O # Part of the Masimo Project
66922 | Pulse CO-Oximeter | Pulse CO-Oximeter | Pulse CO-Oximeter | Active | MSH | MSH | 9 | Nursing 9S Psychiatry | 9S Psychiatry | MASIMO | Radical-7 | 1000040170 | 2014-09-09 | 2774 | 2015-09-26 | -Monitor. -P. O # Part of the Masimo Project
66923 | Pulse CO-Oximeter Dock | Pulse CO-Oximeter | Pulse CO-Oximeter | Active | MSH | MSH | 16M | Mother & Baby | M&B | MASIMO | Radical-7 Dock | 220216 | 2014-09-09 | 2774 | 2015-09-26 | -Docking Stn. -P. O # Part of the Masimo Project
66924 | Pulse CO-Oximeter | Pulse CO-Oximeter | Pulse CO-Oximeter | Active | MSH | MSH | 17U | NICU | NICU | MASIMO | Radical-7 | 1000042058 | 2014-09-09 | 2774 | 2015-09-26 | -Monitor. -P. O # Part of the Masimo Project
66925 | Pulse CO-Oximeter Dock | Pulse CO-Oximeter | Pulse CO-Oximeter | Active | MSH | MSH | 1 | Biomedical Engineering | Biomed | MASIMO | Radical-7 Dock | 219915 | 2014-09-09 | 2774 | 2015-09-26 | -Docking Stn. -P. O # Part of the Masimo Project
66926 | Pulse CO-Oximeter | Pulse CO-Oximeter | Pulse CO-Oximeter | Active | MSH | MSH | 16M | Mother & Baby | M&B | MASIMO | Radical-7 | 1000040055 | 2014-09-09 | 2774 | 2015-09-26 | -Monitor. -P. O # Part of the Masimo Project
66927 | Pulse CO-Oximeter Dock | Pulse CO-Oximeter | Pulse CO-Oximeter | Active | MSH | MSH | 16M | Mother & Baby | M&B | MASIMO | Radical-7 Dock | 218669 | 2014-09-09 | 2774 | 2015-09-26 | -Docking Stn. -P. O # Part of the Masimo Project
66929 | Pulse CO-Oximeter Dock | Pulse CO-Oximeter | Pulse CO-Oximeter | Active | MSH | MSH | 16M | Mother & Baby | M&B | MASIMO | Radical-7 Dock | 220195 | 2014-09-09 | 2774 | 2015-09-26 | -Docking Stn. -P. O # Part of the Masimo Project
66930 | Pulse CO-Oximeter | Pulse CO-Oximeter | Pulse CO-Oximeter | Active | MSH | MSH | 17U | NICU | 17 - University | MASIMO | Radical-7 | 1000035496 | 2014-09-09 | 2774 | 2015-09-26 | -Monitor. -P. O # Part of the Masimo Project
66931 | Pulse CO-Oximeter Dock | Pulse CO-Oximeter | Pulse CO-Oximeter | Active | MSH | MSH | 1 | Respiratory Therapy | RT Rm 117 | MASIMO | Radical-7 Dock | 220177 | 2014-09-09 | 2774 | 2015-09-26 | -Docking Stn. -P. O # Part of the Masimo Project
66932 | Pulse CO-Oximeter | Pulse CO-Oximeter | Pulse CO-Oximeter | Active | MSH | MSH | 3 | Emergency | Emergency | MASIMO | Radical-7 | 1000042034 | 2014-09-09 | 2774 | 2015-09-26 | -Monitor. -P. O # Part of the Masimo Project
66933 | Pulse CO-Oximeter Dock | Pulse CO-Oximeter | Pulse CO-Oximeter | Active | MSH | MSH | 11S | Nursing 11S Medicine | 11th Floor - South Side | MASIMO | Radical-7 Dock | 218674 | 2014-09-09 | 2774 | 2015-09-26 | -Docking Stn. -P. O # Part of the Masimo Project
66934 | Pulse CO-Oximeter | Pulse CO-Oximeter | Pulse CO-Oximeter | Active | MSH | MSH | 1 | Respiratory Therapy | RT Rm 117 | MASIMO | Radical-7 | 1000042024 | 2014-09-09 | 2774 | 2015-09-26 | -Monitor. -P. O # Part of the Masimo Project
66935 | Pulse CO-Oximeter Dock | Pulse CO-Oximeter | Pulse CO-Oximeter | Active | MSH | MSH | 1 | Respiratory Therapy | RT Rm 117 | MASIMO | Radical-7 Dock | 219829 | 2014-09-09 | 2774 | 2015-09-26 | -Docking Stn. -P. O # Part of the Masimo Project
66936 | Pulse CO-Oximeter | Pulse CO-Oximeter | Pulse CO-Oximeter | Active | MSH | MSH | 14N | Nursing 14N Surgery | Step Down Unit | MASIMO | Radical-7 | 1000040066 | 2014-09-09 | 2774 | 2015-09-26 | -Monitor. -P. O # Part of the Masimo Project
66938 | Pulse CO-Oximeter | Pulse CO-Oximeter | Pulse CO-Oximeter | Active | MSH | MSH | 10S | Coronary Care Unit |  | MASIMO | Radical-7 | 1000032448 | 2014-09-09 | 2774 | 2015-09-26 | -Monitor. -P. O # Part of the Masimo Project
66939 | Pulse CO-Oximeter Dock | Pulse CO-Oximeter | Pulse CO-Oximeter | Active | MSH | MSH | 10N | Nursing 10N Geriatrics | 10th Floor - North Side | MASIMO | Radical-7 Dock | 219085 | 2014-09-09 | 2774 | 2015-09-26 | -Docking Stn. -P. O # Part of the Masimo Project
66941 | Pulse CO-Oximeter Dock | Pulse CO-Oximeter | Pulse CO-Oximeter | Active | MSH | MSH | 10S | Coronary Care Unit |  | MASIMO | Radical-7 Dock | 220231 | 2014-09-09 | 2774 | 2015-09-26 | -Docking Stn. -P. O # Part of the Masimo Project
66942 | Pulse CO-Oximeter | Pulse CO-Oximeter | Pulse CO-Oximeter | Active | MSH | MSH | 10N | Nursing 10N Geriatrics | Geriatrics | MASIMO | Radical-7 | 1000040172 | 2014-09-09 | 2774 | 2015-09-26 | -Monitor. -P. O # Part of the Masimo Project
66943 | Pulse CO-Oximeter Dock | Pulse CO-Oximeter | Pulse CO-Oximeter | Active | MSH | MSH | 10N | Nursing 10N Geriatrics | Geriatrics | MASIMO | Radical-7 Dock | 219964 | 2014-09-09 | 2774 | 2015-09-26 | -Docking Stn. -P. O # Part of the Masimo Project
66944 | Pulse CO-Oximeter | Pulse CO-Oximeter | Pulse CO-Oximeter | Active | MSH | MSH | 17U | NICU | 17 - University | MASIMO | Radical-7 | 1000032241 | 2014-09-09 | 2774 | 2015-09-26 | -Monitor. -P. O # Part of the Masimo Project
66945 | Pulse CO-Oximeter Dock | Pulse CO-Oximeter | Pulse CO-Oximeter | Active | MSH | MSH | 10N | Nursing 10N Geriatrics | Geriatrics | MASIMO | Radical-7 Dock | 220103 | 2014-09-09 | 2774 | 2015-09-26 | -Docking Stn. -P. O # Part of the Masimo Project
66947 | Pulse CO-Oximeter Dock | Pulse CO-Oximeter | Pulse CO-Oximeter | Active | MSH | MSH | 10N | Nursing 10N Geriatrics | Geriatrics | MASIMO | Radical-7 Dock | 220107 | 2014-09-09 | 2774 | 2015-09-26 | -Docking Stn. -P. O # Part of the Masimo Project
66948 | Pulse CO-Oximeter | Pulse CO-Oximeter | Pulse CO-Oximeter | Active | MSH | MSH | 10N | Nursing 10N Geriatrics | Geriatrics | MASIMO | Radical-7 | 1000032310 | 2014-09-09 | 2774 | 2015-09-26 | -Monitor. -P. O # Part of the Masimo Project
66949 | Pulse CO-Oximeter Dock | Pulse CO-Oximeter | Pulse CO-Oximeter | Active | MSH | MSH | 10N | Nursing 10N Geriatrics | Geriatrics | MASIMO | Radical-7 Dock | 220048 | 2014-09-09 | 2774 | 2015-09-26 | -Docking Stn. -P. O # Part of the Masimo Project
66950 | Pulse CO-Oximeter | Pulse CO-Oximeter | Pulse CO-Oximeter | Active | MSH | MSH | 10N | Nursing 10N Geriatrics | Geriatrics | MASIMO | Radical-7 | 1000040169 | 2014-09-09 | 2774 | 2015-09-26 | -Monitor. -P. O # Part of the Masimo Project
66951 | Pulse CO-Oximeter Dock | Pulse CO-Oximeter | Pulse CO-Oximeter | Active | MSH | MSH | 10N | Nursing 10N Geriatrics | Geriatrics | MASIMO | Radical-7 Dock | 219784 | 2014-09-09 | 2774 | 2015-09-26 | -Docking Stn. -P. O # Part of the Masimo Project
66952 | Pulse CO-Oximeter | Pulse CO-Oximeter | Pulse CO-Oximeter | Active | MSH | MSH | 10N | Nursing 10N Geriatrics | Geriatrics | MASIMO | Radical-7 | 1000012196 | 2014-09-09 | 2774 | 2015-09-26 | -Monitor -P. O # Part of the Masimo Project
66953 | Pulse CO-Oximeter Dock | Pulse CO-Oximeter | Pulse CO-Oximeter | Active | MSH | MSH | 10N | Nursing 10N Geriatrics | Geriatrics | MASIMO | Radical-7 Dock | 220142 | 2014-09-09 | 2774 | 2015-09-26 | -Docking Stn. -P. O # Part of the Masimo Project
66954 | Pulse CO-Oximeter | Pulse CO-Oximeter | Pulse CO-Oximeter | Active | MSH | MSH | 10N | Nursing 10N Geriatrics | Geriatrics | MASIMO | Radical-7 | 1000039700 | 2014-09-09 | 2774 | 2015-09-26 | -Monitor. -P. O # Part of the Masimo Project
66955 | Pulse CO-Oximeter Dock | Pulse CO-Oximeter | Pulse CO-Oximeter | Active | MSH | MSH | 10N | Nursing 10N Geriatrics | Geriatrics | MASIMO | Radical-7 Dock | 220075 | 2014-09-09 | 2774 | 2015-09-26 | -Docking Stn. -P. O # Part of the Masimo Project
66956 | Sphygmomanometers, Aneroid | Sphygmomanometers | Sphygmomanometers, Aneroid | Active | MSH | MSH | 12N | General Oncology Clinic | Oncology | Welch Allyn | 7670-01 | 140602165095 | 2014-09-10 | 300 | 2015-09-10 12:09 | 12N Oncology 1241 EXAM ROOM 1
66957 | Sphygmomanometers, Aneroid | Sphygmomanometers | Sphygmomanometers, Aneroid | Active | MSH | MSH | 12N | General Oncology Clinic | Oncology | Welch Allyn | 7670-01 | 140531192095 | 2014-09-10 | 300 | 2015-09-10 12:09 | 12N Oncology 1242 EXAM ROOM 2
66958 | Sphygmomanometers, Aneroid | Sphygmomanometers | Sphygmomanometers, Aneroid | Active | MSH | MSH | 12N | General Oncology Clinic | Oncology | Welch Allyn | 7670-01 | 140602155845 | 2014-09-10 | 300 | 2015-09-10 12:09 | 12N Oncology 1243 EXAM ROOM 3
66959 | Sphygmomanometers, Aneroid | Sphygmomanometers | Sphygmomanometers, Aneroid | Active | MSH | MSH | 12N | General Oncology Clinic | Oncology | Welch Allyn | 7670-01 | 140531190455 | 2014-09-10 | 300 | 2015-09-10 12:09 | 12N Oncology 1244 EXAM ROOM 4
66960 | Sphygmomanometers, Aneroid | Sphygmomanometers | Sphygmomanometers, Aneroid | Active | MSH | MSH | 12N | General Oncology Clinic | Oncology | Welch Allyn | 7670-01 | 140603021075 | 2014-09-10 | 300 | 2015-09-10 12:09 | 12N Oncology 1245 EXAM ROOM 5
66961 | Sphygmomanometers, Aneroid | Sphygmomanometers | Sphygmomanometers, Aneroid | Active | MSH | MSH | 12N | General Oncology Clinic | Oncology | Welch Allyn | 7670-01 | 140605050305 | 2014-09-10 | 300 | 2015-09-10 12:09 | 12N Oncology 1246 EXAM ROOM 6
66962 | Sphygmomanometers, Aneroid | Sphygmomanometers | Sphygmomanometers, Aneroid | Active | MSH | MSH | 12N | General Oncology Clinic | Oncology | Welch Allyn | 7670-01 | 140531191875 | 2014-09-10 | 300 | 2015-09-10 12:09 | 12N Oncology 1247 EXAM ROOM 7
66963 | Sphygmomanometers, Aneroid | Sphygmomanometers | Sphygmomanometers, Aneroid | Active | MSH | MSH | 12N | General Oncology Clinic | Oncology | Welch Allyn | 7670-01 | 140531053465 | 2014-09-10 | 300 | 2015-09-10 12:09 | 12N Oncology 1248 EXAM ROOM 8
66964 | Pulse CO-Oximeter | Pulse CO-Oximeter | Pulse CO-Oximeter | Active | MSH | MSH | 11N | Nursing 11N Medicine | 11th Floor - North Side | MASIMO | Radical-7 | 1000032311 | 2014-09-09 | 2774 | 2015-09-26 | -Monitor -P. O # Part of the Masimo Project
66965 | Pulse CO-Oximeter Dock | Pulse CO-Oximeter | Pulse CO-Oximeter | Active | MSH | MSH | 1 | Nursing 11N Medicine | Biomed | MASIMO | Radical-7 Dock | 220105 | 2014-09-09 | 2774 | 2015-09-26 | -Docking Stn -P. O # Part of the Masimo Project
66966 | Pulse CO-Oximeter | Pulse CO-Oximeter | Pulse CO-Oximeter | Active | MSH | MSH | 11N | Nursing 11N Medicine |  | MASIMO | Radical-7 | 1000042049 | 2014-09-09 | 2774 | 2015-09-26 | -Monitor -P. O # Part of the Masimo Project
66967 | Pulse CO-Oximeter Dock | Pulse CO-Oximeter | Pulse CO-Oximeter | Active | MSH | MSH | 11N | Nursing 11N Medicine |  | MASIMO | Radical-7 Dock | 219999 | 2014-09-09 | 2774 | 2015-09-26 | -Docking Stn -P. O # Part of the Masimo Project
66968 | Pulse CO-Oximeter | Pulse CO-Oximeter | Pulse CO-Oximeter | Active | MSH | MSH | 11S | Nursing 11S Medicine |  | MASIMO | Radical-7 | 1000032227 | 2014-09-09 | 2774 | 2015-09-26 | -Monitor -P. O # Part of the Masimo Project
66969 | Pulse CO-Oximeter Dock | Pulse CO-Oximeter | Pulse CO-Oximeter | Active | MSH | MSH | 11S | Nursing 11S Medicine |  | MASIMO | Radical-7 Dock | 220241 | 2014-09-09 | 2774 | 2015-09-26 | -Docking Stn -P. O # Part of the Masimo Project
66970 | Pulse CO-Oximeter | Pulse CO-Oximeter | Pulse CO-Oximeter | Active | MSH | MSH | 1 | Biomedical Engineering | Biomed | MASIMO | Radical-7 | 1000039620 | 2014-09-09 | 2774 | 2015-09-26 | -Monitor -P. O # Part of the Masimo Project
66972 | Pulse CO-Oximeter | Pulse CO-Oximeter | Pulse CO-Oximeter | Active | MSH | MSH | 16N | Biomedical Engineering | 16th Floor - North Side | MASIMO | Radical-7 | 1000039705 | 2014-09-09 | 2774 | 2015-09-26 | -Monitor -P. O # Part of the Masimo Project
66973 | Pulse CO-Oximeter Dock | Pulse CO-Oximeter | Pulse CO-Oximeter | Active | MSH | MSH | 1 | Biomedical Engineering | Biomed | MASIMO | Radical-7 Dock | 220137 | 2014-09-09 | 2774 | 2015-09-26 | -Docking Stn -P. O # Part of the Masimo Project
66974 | Pulse CO-Oximeter | Pulse CO-Oximeter | Pulse CO-Oximeter | Active | MSH | MSH | 1 | Emergency | Biomed | MASIMO | Radical-7 | 1000032234 | 2014-09-09 | 2774 | 2015-09-26 | -Monitor -P. O # Part of the Masimo Project
66975 | Pulse CO-Oximeter Dock | Pulse CO-Oximeter | Pulse CO-Oximeter | Active | MSH | MSH | 1 | Biomedical Engineering | Biomed | MASIMO | Radical-7 Dock | 220029 | 2014-09-09 | 2774 | 2015-09-26 | -Dockin Stn -P. O # Part of the Masimo Project
66976 | Pulse CO-Oximeter | Pulse CO-Oximeter | Pulse CO-Oximeter | Active | MSH | MSH | 1 | Biomedical Engineering | Biomed | MASIMO | Radical-7 | 1000042039 | 2014-09-09 | 2774 | 2015-09-26 | -Monitor -P. O # Part of the Masimo Project
66977 | Pulse CO-Oximeter Dock | Pulse CO-Oximeter | Pulse CO-Oximeter | Active | MSH | MSH | 1 | Biomedical Engineering | Biomed | MASIMO | Radical-7 Dock | 219939 | 2014-09-09 | 2774 | 2015-09-26 | -Docking Stn -P. O # Part of the Masimo Project
66980 | Pulse CO-Oximeter | Pulse CO-Oximeter | Pulse CO-Oximeter | Active | MSH | MSH | MSH | PACU | EMERGENCY | MASIMO | Radical-7 | 179522 | 2014-09-09 | 2774 | 2015-09-26 | -Monitor -P. O # Part of the Masimo Project -Not Assigned
66981 | Pulse CO-Oximeter | Pulse CO-Oximeter | Pulse CO-Oximeter | Active | MSH | MSH | MSH | PACU | EMERGENCY | MASIMO | Radical-7 | 179522 | 2014-09-09 | 2774 | 2015-09-26 | -Docking Stn -P. O # Part of the Masimo Project -Not Assigned.
66982 | Pulse CO-Oximeter | Pulse CO-Oximeter | Pulse CO-Oximeter | Active | MSH | MSH | 12S | Nursing 12S Medicine |  | MASIMO | Radical-7 | 1000032249 | 2014-09-09 | 2774 | 2015-09-26 | -Monitor -P. O # Part of the Masimo Project
66983 | Pulse CO-Oximeter Dock | Pulse CO-Oximeter | Pulse CO-Oximeter | Active | MSH | MSH | 11S | Nursing 11S Medicine |  | MASIMO | Radical-7 Dock | 218875 | 2014-09-09 | 2774 | 2015-09-26 | -Docking Stn -P. O # Part of the Masimo Project
66984 | Pulse CO-Oximeter | Pulse CO-Oximeter | Pulse CO-Oximeter | Active | MSH | MSH | 12S | Nursing 12S Medicine | 12th Floor - South Side | MASIMO | Radical-7 | 1000103821 | 2014-09-09 | 2774 | 2015-09-26 | -Monitor -P. O # Part of the Masimo Project
66985 | Pulse CO-Oximeter Dock | Pulse CO-Oximeter | Pulse CO-Oximeter | Active | MSH | MSH | 12S | Nursing 12S Medicine |  | MASIMO | Radical-7 Dock | 220157 | 2014-09-09 | 2774 | 2015-09-26 | -Docking Stn -P. O # Part of the Masimo Project
66986 | Pulse CO-Oximeter | Pulse CO-Oximeter | Pulse CO-Oximeter | Active | MSH | MSH | 12S | Nursing 12S Medicine |  | MASIMO | Radical-7 | 1000041907 | 2014-09-09 | 2774 | 2015-09-26 | -Monitor -P. O # Part of the Masimo Project
66987 | Pulse CO-Oximeter Dock | Pulse CO-Oximeter | Pulse CO-Oximeter | Active | MSH | MSH | 12S | Nursing 12S Medicine |  | MASIMO | Radical-7 Dock | 220211 | 2014-09-09 | 2774 | 2015-09-26 | -Docking Stn -P. O # Part of the Masimo Project
66988 | Pulse CO-Oximeter | Pulse CO-Oximeter | Pulse CO-Oximeter | Active | MSH | MSH | 12S | Nursing 12S Medicine |  | MASIMO | Radical-7 | 1000040150 | 2014-09-09 | 2774 | 2015-09-26 | -Monitor -P. O # Part of the Masimo Project
66989 | Pulse CO-Oximeter Dock | Pulse CO-Oximeter | Pulse CO-Oximeter | Active | MSH | MSH | 12S | Nursing 12S Medicine |  | MASIMO | Radical-7 Dock | 219901 | 2014-09-09 | 2774 | 2015-09-26 | -Docking Stn -P. O # Part of the Masimo Project
66990 | Pulse CO-Oximeter | Pulse CO-Oximeter | Pulse CO-Oximeter | Active | MSH | MSH | 12S | Nursing 12S Medicine |  | MASIMO | Radical-7 | 1000042054 | 2014-09-09 | 2774 | 2015-09-26 | -Monitor -P. O # Part of the Masimo Project
66991 | Pulse CO-Oximeter Dock | Pulse CO-Oximeter | Pulse CO-Oximeter | Active | MSH | MSH | 12S | Nursing 12S Medicine |  | MASIMO | Radical-7 Dock | 219940 | 2014-09-09 | 2774 | 2015-09-26 | -Docking Stn -P. O # Part of the Masimo Project
66992 | Pulse CO-Oximeter | Pulse CO-Oximeter | Pulse CO-Oximeter | Active | MSH | MSH | 12S | Nursing 12S Medicine |  | MASIMO | Radical-7 | 1000032252 | 2014-09-09 | 2774 | 2015-09-26 | -Monitor -P. O # Part of the Masimo Project
66993 | Pulse CO-Oximeter Dock | Pulse CO-Oximeter | Pulse CO-Oximeter | Active | MSH | MSH | 12S | Nursing 12S Medicine |  | MASIMO | Radical-7 Dock | 219891 | 2014-09-09 | 2774 | 2015-09-26 | -Docking Stn -P. O # Part of the Masimo Project
66995 | Pulse CO-Oximeter Dock | Pulse CO-Oximeter | Pulse CO-Oximeter | Active | MSH | MSH | 14N | Nursing 14N Surgery | Step Down Unit | MASIMO | Radical-7 Dock | 218685 | 2014-09-09 | 2774 | 2015-09-26 | -Docking Stn -P. O # Part of the Masimo Project
66996 | Pulse CO-Oximeter | Pulse CO-Oximeter | Pulse CO-Oximeter | Active | MSH | MSH | 12S | Nursing 12S Medicine |  | MASIMO | Radical-7 | 1000189387 | 2014-09-09 | 2774 | 2015-09-26 | -Monitor -P. O # Part of the Masimo Project
66997 | Pulse CO-Oximeter Dock | Pulse CO-Oximeter | Pulse CO-Oximeter | Active | MSH | MSH | 12S | Nursing 12S Medicine |  | MASIMO | Radical-7 Dock | 219726 | 2014-09-09 | 2774 | 2015-09-26 | -Docking Stn -P. O # Part of the Masimo Project
66998 | Pulse CO-Oximeter | Pulse CO-Oximeter | Pulse CO-Oximeter | Active | MSH | MSH | 10S | Nursing 10S Geriatrics | Geriatrics | MASIMO | Radical-7 | 1000180055 | 2014-09-09 | 2774 | 2015-09-26 | -Monitor -P. O # Part of the Masimo Project
66999 | Pulse CO-Oximeter Dock | Pulse CO-Oximeter | Pulse CO-Oximeter | Active | MSH | MSH | 10N | Nursing 10S Geriatrics | Geriatrics | MASIMO | Radical-7 Dock | 219091 | 2014-09-09 | 2774 | 2015-09-26 | -Docking Stn -P. O # Part of the Masimo Project
67000 | Pulse CO-Oximeter | Pulse CO-Oximeter | Pulse CO-Oximeter | Active | MSH | MSH | 17U | NICU | NICU | MASIMO | Radical-7 | 1000020034 | 2014-09-09 | 2774 | 2015-09-26 | -Monitor -P. O # Part of the Masimo Project
67001 | Pulse CO-Oximeter Dock | Pulse CO-Oximeter | Pulse CO-Oximeter | Active | MSH | MSH | 17U | NICU | NICU | MASIMO | Radical-7 Dock | 220149 | 2014-09-09 | 2774 | 2015-09-26 | -Docking Stn -P. O # Part of the Masimo Project
67002 | Pulse CO-Oximeter | Pulse CO-Oximeter | Pulse CO-Oximeter | Active | MSH | IVF-Dundas | 7 | IVF Clinic | 7th Floor | MASIMO | Radical-7 | 1000040154 | 2014-09-09 | 2774 | 2015-09-26 | Monitor -P. O # Part of the Masimo Project
67003 | Pulse CO-Oximeter Dock | Pulse CO-Oximeter | Pulse CO-Oximeter | Active | MSH | IVF-Dundas | 7 | IVF Clinic | 7th Floor | MASIMO | Radical-7 Dock | 219890 | 2014-09-09 | 2774 | 2015-09-26 | Docking Stn -P. O # Part of the Masimo Project
67004 | Pulse CO-Oximeter | Pulse CO-Oximeter | Pulse CO-Oximeter | Active | MSH | MSH | 1 | Biomedical Engineering | Biomed | MASIMO | Radical-7 | 1000032210 | 2014-09-09 | 2774 | 2015-09-26 | Monitor -P. O # Part of the Masimo Project
67005 | Pulse CO-Oximeter Dock | Pulse CO-Oximeter | Pulse CO-Oximeter | Active | MSH | MSH | 1 | Nursing 14N Surgery | Biomed | MASIMO | Radical-7 Dock | 220110 | 2014-09-09 | 2774 | 2015-09-26 | Docking Stn -P. O # Part of the Masimo Project
67006 | Pulse CO-Oximeter | Pulse CO-Oximeter | Pulse CO-Oximeter | Active | MSH | MSH | 17U | NICU | NICU | MASIMO | Radical-7 | 1000032295 | 2014-09-09 | 2774 | 2015-09-26 | Monitor -P. O # Part of the Masimo Project
67007 | Pulse CO-Oximeter Dock | Pulse CO-Oximeter | Pulse CO-Oximeter | Active | MSH | MSH | 1 | Nursing 14N Surgery | Biomed | MASIMO | Radical-7 Dock | 219800 | 2014-09-09 | 2774 | 2015-09-26 | Docking Stn -P. O # Part of the Masimo Project
67008 | Pulse CO-Oximeter | Pulse CO-Oximeter | Pulse CO-Oximeter | Active | MSH | MSH | 15U | Nursing 14N Surgery | L & D OR | MASIMO | Radical-7 | 1000042060 | 2014-09-09 | 2774 | 2015-09-26 | Monitor -P. O # Part of the Masimo Project
67009 | Pulse CO-Oximeter Dock | Pulse CO-Oximeter | Pulse CO-Oximeter | Active | MSH | MSH | 15U | Nursing 14N Surgery | L & D OR | MASIMO | Radical-7 Dock | 220148 | 2014-09-09 | 2774 | 2015-09-26 | Docking Stn -P. O # Part of the Masimo Project
67010 | Oximeters, Pulse | Oximeters | Oximeters, Pulse | Active | MSH | MSH | 15M | Nursing 15 Murray/Antenatal | Antenatal | MASIMO | Rad 5 | N76176 | 2014-09-09 | 795 | 2015-09-26 | -P. O # Part of the Masimo Project
67011 | Oximeters, Pulse | Oximeters | Oximeters, Pulse | Active | MSH | MSH | 15M | Nursing 15 Murray/Antenatal | Antenatal | MASIMO | Rad 5 | N76113 | 2014-09-09 | 795 | 2015-09-26 | -P. O # Part of the Masimo Project
67012 | Oximeters, Pulse | Oximeters | Oximeters, Pulse | Active | MSH | MSH | MSH | Nursing 9S Psychiatry | Psychiatry 9S | MASIMO | Rad 5 | N76108 | 2014-09-09 | 795 | 2015-09-26 | -P. O # Part of the Masimo Project
67013 | Oximeters, Pulse | Oximeters | Oximeters, Pulse | Active | MSH | MSH | 5 | PACU | PACU | MASIMO | Rad 5 | N76095 | 2014-09-09 | 795 | 2015-09-26 | -P. O # Part of the Masimo Project
67014 | Oximeters, Pulse | Oximeters | Oximeters, Pulse | Active | MSH | MSH | 5 | PACU | PACU | MASIMO | Rad 5 | N76352 | 2014-09-09 | 795 | 2015-09-26 | -P. O # Part of the Masimo Project
67015 | Oximeters, Pulse | Oximeters | Oximeters, Pulse | Active | MSH | MSH | MSH | Anesthesia | PAU-Pre Aneasthesia 4th Flr | MASIMO | Rad 5 | N76173 | 2014-09-09 | 795 | 2015-09-26 | -P. O # Part of the Masimo Project
67016 | Oximeters, Pulse | Oximeters | Oximeters, Pulse | Active | MSH | MSH | MSH | Anesthesia | PAU-Pre Aneasthesia 4th Flr | MASIMO | Rad 5 | N76283 | 2014-09-09 | 795 | 2015-09-26 | -P. O # Part of the Masimo Project
67018 | Oximeters, Pulse | Oximeters | Oximeters, Pulse | Active | MSH | MSH | 3 | Emergency | Emergency | MASIMO | Rad 5 | N76217 | 2014-09-09 | 795 | 2015-09-26 | -P. O # Part of the Masimo Project
67020 | Oximeters, Pulse | Oximeters | Oximeters, Pulse | Active | MSH | MSH | 1 | Biomedical Engineering | Biomedical Eng. | MASIMO | Rad 5 | N76076 | 2014-09-09 | 795 | 2015-09-26 | -P. O # Part of the Masimo Project
67021 | Physiologic Monitor Modules, Pulse Oximetry | Physiologic Monitor Modules | Physiologic Monitor Modules, Pulse Oximetry | Active | MSH | MSH | 17U | NICU | NICU | Philips Healthcare | M1020B | B35998 | 2014-09-11 | 2643 | 2015-09-11
67022 | Physiologic Monitor Modules, Pulse Oximetry | Physiologic Monitor Modules | Physiologic Monitor Modules, Pulse Oximetry | Active | MSH | MSH | 17U | NICU | NICU | Philips Healthcare | M1020B | B35871 | 2014-09-11 | 2643 | 2015-09-11
67023 | Physiologic Monitor Modules, Pulse Oximetry | Physiologic Monitor Modules | Physiologic Monitor Modules, Pulse Oximetry | Active | MSH | MSH | 17U | NICU | NICU | Philips Healthcare | M1020B | B36552 | 2014-09-11 | 2643 | 2015-09-11
67024 | Physiologic Monitor Modules, Pulse Oximetry | Physiologic Monitor Modules | Physiologic Monitor Modules, Pulse Oximetry | Active | MSH | MSH | 17U | NICU | NICU | Philips Healthcare | M1020B | B38514 | 2014-09-11 | 2643 | 2015-09-11
67025 | Physiologic Monitor Modules, Pulse Oximetry | Physiologic Monitor Modules | Physiologic Monitor Modules, Pulse Oximetry | Active | MSH | MSH | 17U | NICU | NICU | Philips Healthcare | M1020B | B38819 | 2014-09-11 | 2643 | 2015-09-11
67026 | Physiologic Monitor Modules, Pulse Oximetry | Physiologic Monitor Modules | Physiologic Monitor Modules, Pulse Oximetry | Active | MSH | MSH | 17U | NICU | NICU | Philips Healthcare | M1020B | B36044 | 2014-09-11 | 2643 | 2015-09-11
67027 | Physiologic Monitor Modules, Pulse Oximetry | Physiologic Monitor Modules | Physiologic Monitor Modules, Pulse Oximetry | Active | MSH | MSH | 17U | NICU | NICU | Philips Healthcare | M1020B | B36570 | 2014-09-11 | 2643 | 2015-09-11
67028 | Physiologic Monitor Modules, Pulse Oximetry | Physiologic Monitor Modules | Physiologic Monitor Modules, Pulse Oximetry | Active | MSH | MSH | 17U | NICU | NICU | Philips Healthcare | M1020B | B38447 | 2014-09-11 | 2643 | 2015-09-11
67029 | Physiologic Monitor Modules, Pulse Oximetry | Physiologic Monitor Modules | Physiologic Monitor Modules, Pulse Oximetry | Active | MSH | MSH | 17U | NICU | NICU | Philips Healthcare | M1020B | B36707 | 2014-09-11 | 2643 | 2015-09-11
67030 | Physiologic Monitor Modules, Pulse Oximetry | Physiologic Monitor Modules | Physiologic Monitor Modules, Pulse Oximetry | Active | MSH | MSH | 17U | NICU | NICU | Philips Healthcare | M1020B | B38897 | 2014-09-11 | 2643 | 2015-09-11
67031 | Physiologic Monitor Modules, Pulse Oximetry | Physiologic Monitor Modules | Physiologic Monitor Modules, Pulse Oximetry | Active | MSH | MSH | 17U | NICU | NICU | Philips Healthcare | M1020B | B36576 | 2014-09-11 | 2643 | 2015-09-11
67032 | Physiologic Monitor Modules, Pulse Oximetry | Physiologic Monitor Modules | Physiologic Monitor Modules, Pulse Oximetry | Active | MSH | MSH | 17U | NICU | NICU | Philips Healthcare | M1020B | B35790 | 2014-09-11 | 2643 | 2015-09-11
67033 | Physiologic Monitor Modules, Pulse Oximetry | Physiologic Monitor Modules | Physiologic Monitor Modules, Pulse Oximetry | Active | MSH | MSH | 17U | NICU | NICU | Philips Healthcare | M1020B | B38566 | 2014-09-11 | 2643 | 2015-09-11
67034 | Physiologic Monitor Modules, Pulse Oximetry | Physiologic Monitor Modules | Physiologic Monitor Modules, Pulse Oximetry | Active | MSH | MSH | 17U | NICU | NICU | Philips Healthcare | M1020B | B38899 | 2014-09-11 | 2643 | 2015-09-11
67035 | Physiologic Monitor Modules, Pulse Oximetry | Physiologic Monitor Modules | Physiologic Monitor Modules, Pulse Oximetry | Active | MSH | MSH | 17U | NICU | NICU | Philips Healthcare | M1020B | B38851 | 2014-09-11 | 2643 | 2015-09-11
67036 | Physiologic Monitor Modules, Pulse Oximetry | Physiologic Monitor Modules | Physiologic Monitor Modules, Pulse Oximetry | Active | MSH | MSH | 17U | NICU | NICU | Philips Healthcare | M1020B | B35905 | 2014-09-11 | 2643 | 2015-09-11
67037 | Physiologic Monitor Modules, Pulse Oximetry | Physiologic Monitor Modules | Physiologic Monitor Modules, Pulse Oximetry | Active | MSH | MSH | 17U | NICU | NICU | Philips Healthcare | M1020B | B38820 | 2014-09-11 | 2643 | 2015-09-11
67038 | Physiologic Monitor Modules, Pulse Oximetry | Physiologic Monitor Modules | Physiologic Monitor Modules, Pulse Oximetry | Active | MSH | MSH | 17U | NICU | NICU | Philips Healthcare | M1020B | B36662 | 2014-09-11 | 2643 | 2015-09-11
67039 | Physiologic Monitor Modules, Pulse Oximetry | Physiologic Monitor Modules | Physiologic Monitor Modules, Pulse Oximetry | Active | MSH | MSH | 17U | NICU | NICU | Philips Healthcare | M1020B | B38846 | 2014-09-11 | 2643 | 2015-09-11
67040 | Physiologic Monitor Modules, Pulse Oximetry | Physiologic Monitor Modules | Physiologic Monitor Modules, Pulse Oximetry | Active | MSH | MSH | 17U | NICU | NICU | Philips Healthcare | M1020B | B38454 | 2014-09-11 | 2643 | 2015-09-11
67041 | Physiologic Monitor Modules, Pulse Oximetry | Physiologic Monitor Modules | Physiologic Monitor Modules, Pulse Oximetry | Active | MSH | MSH | 17U | NICU | NICU | Philips Healthcare | M1020B | B36064 | 2014-09-11 | 2643 | 2015-09-11
67042 | Physiologic Monitor Modules, Pulse Oximetry | Physiologic Monitor Modules | Physiologic Monitor Modules, Pulse Oximetry | Active | MSH | MSH | 17U | NICU | NICU | Philips Healthcare | M1020B | B36003 | 2014-09-11 | 2643 | 2015-09-11
67043 | Physiologic Monitor Modules, Pulse Oximetry | Physiologic Monitor Modules | Physiologic Monitor Modules, Pulse Oximetry | Active | MSH | MSH | 17U | NICU | NICU | Philips Healthcare | M1020B | B35780 | 2014-09-11 | 2643 | 2015-09-11
67044 | Physiologic Monitor Modules, Pulse Oximetry | Physiologic Monitor Modules | Physiologic Monitor Modules, Pulse Oximetry | Active | MSH | MSH | 17U | NICU | NICU | Philips Healthcare | M1020B | B36655 | 2014-09-11 | 2643 | 2015-09-11
67045 | Physiologic Monitor Modules, Pulse Oximetry | Physiologic Monitor Modules | Physiologic Monitor Modules, Pulse Oximetry | Active | MSH | MSH | 17U | NICU | NICU | Philips Healthcare | M1020B | B35843 | 2014-09-11 | 2643 | 2015-09-11
67046 | Physiologic Monitor Modules, Pulse Oximetry | Physiologic Monitor Modules | Physiologic Monitor Modules, Pulse Oximetry | Active | MSH | MSH | 17U | NICU | NICU | Philips Healthcare | M1020B | B36785 | 2014-09-11 | 2643 | 2015-09-11
67047 | Physiologic Monitor Modules, Pulse Oximetry | Physiologic Monitor Modules | Physiologic Monitor Modules, Pulse Oximetry | Active | MSH | MSH | 17U | NICU | NICU | Philips Healthcare | M1020B | B36645 | 2014-09-11 | 2643 | 2015-09-11
67048 | Physiologic Monitor Modules, Pulse Oximetry | Physiologic Monitor Modules | Physiologic Monitor Modules, Pulse Oximetry | Active | MSH | MSH | 17U | NICU | NICU | Philips Healthcare | M1020B | B36560 | 2014-09-11 | 2643 | 2015-09-11
67049 | Physiologic Monitor Modules, Pulse Oximetry | Physiologic Monitor Modules | Physiologic Monitor Modules, Pulse Oximetry | Active | MSH | MSH | 17U | NICU | NICU | Philips Healthcare | M1020B | B38555 | 2014-09-11 | 2643 | 2015-09-11
67050 | Physiologic Monitor Modules, Pulse Oximetry | Physiologic Monitor Modules | Physiologic Monitor Modules, Pulse Oximetry | Active | MSH | MSH | 17U | NICU | NICU | Philips Healthcare | M1020B | B38807 | 2014-09-11 | 2643 | 2015-09-11
67051 | Physiologic Monitor Modules, Pulse Oximetry | Physiologic Monitor Modules | Physiologic Monitor Modules, Pulse Oximetry | Active | MSH | MSH | 17U | NICU | NICU | Philips Healthcare | M1020B | B38861 | 2014-09-11 | 2643 | 2015-09-11
67052 | Physiologic Monitor Modules, Pulse Oximetry | Physiologic Monitor Modules | Physiologic Monitor Modules, Pulse Oximetry | Active | MSH | MSH | 17U | NICU | NICU | Philips Healthcare | M1020B | B38850 | 2014-09-11 | 2643 | 2015-09-11
67053 | Physiologic Monitor Modules, Pulse Oximetry | Physiologic Monitor Modules | Physiologic Monitor Modules, Pulse Oximetry | Active | MSH | MSH | 17U | NICU | NICU | Philips Healthcare | M1020B | B38557 | 2014-09-11 | 2643 | 2015-09-11
67054 | Physiologic Monitor Modules, Pulse Oximetry | Physiologic Monitor Modules | Physiologic Monitor Modules, Pulse Oximetry | Active | MSH | MSH | 17U | NICU | NICU | Philips Healthcare | M1020B | B36650 | 2014-09-11 | 2643 | 2015-09-11
67055 | Physiologic Monitor Modules, Pulse Oximetry | Physiologic Monitor Modules | Physiologic Monitor Modules, Pulse Oximetry | Active | MSH | MSH | 17U | NICU | NICU | Philips Healthcare | M1020B | B356000 | 2014-09-11 | 2643 | 2015-09-11
67056 | Physiologic Monitor Modules, Pulse Oximetry | Physiologic Monitor Modules | Physiologic Monitor Modules, Pulse Oximetry | Active | MSH | MSH | 17U | NICU | NICU | Philips Healthcare | M1020B | B35885 | 2014-09-11 | 2643 | 2015-09-11
67057 | Physiologic Monitor Modules, Pulse Oximetry | Physiologic Monitor Modules | Physiologic Monitor Modules, Pulse Oximetry | Active | MSH | MSH | 17U | NICU | NICU | Philips Healthcare | M1020B | B36788 | 2014-09-11 | 2643 | 2015-09-11
67058 | Physiologic Monitor Modules, Pulse Oximetry | Physiologic Monitor Modules | Physiologic Monitor Modules, Pulse Oximetry | Active | MSH | MSH | 17U | NICU | NICU | Philips Healthcare | M1020B | B35948 | 2014-09-11 | 2643 | 2015-09-11
67059 | Physiologic Monitor Modules, Pulse Oximetry | Physiologic Monitor Modules | Physiologic Monitor Modules, Pulse Oximetry | Active | MSH | MSH | 17U | NICU | NICU | Philips Healthcare | M1020B | B38553 | 2014-09-11 | 2643 | 2015-09-11
67060 | Physiologic Monitor Modules, Pulse Oximetry | Physiologic Monitor Modules | Physiologic Monitor Modules, Pulse Oximetry | Active | MSH | MSH | 17U | NICU | NICU | Philips Healthcare | M1020B | B38849 | 2014-09-11 | 2643 | 2015-09-11
67061 | Physiologic Monitor Modules, Pulse Oximetry | Physiologic Monitor Modules | Physiologic Monitor Modules, Pulse Oximetry | Active | MSH | MSH | 17U | NICU | NICU | Philips Healthcare | M1020B | B35845 | 2014-09-11 | 2643 | 2015-09-11
67062 | Physiologic Monitor Modules, Pulse Oximetry | Physiologic Monitor Modules | Physiologic Monitor Modules, Pulse Oximetry | Active | MSH | MSH | 17U | NICU | NICU | Philips Healthcare | M1020B | B38489 | 2014-09-11 | 2643 | 2015-09-11
67063 | Physiologic Monitor Modules, Pulse Oximetry | Physiologic Monitor Modules | Physiologic Monitor Modules, Pulse Oximetry | Active | MSH | MSH | 17U | NICU | NICU | Philips Healthcare | M1020B | B35883 | 2014-09-11 | 2643 | 2015-09-11
67064 | Physiologic Monitor Modules, Pulse Oximetry | Physiologic Monitor Modules | Physiologic Monitor Modules, Pulse Oximetry | Active | MSH | MSH | 17U | NICU | NICU | Philips Healthcare | M1020B | B35959 | 2014-09-11 | 2643 | 2015-09-11
67065 | Physiologic Monitor Modules, Pulse Oximetry | Physiologic Monitor Modules | Physiologic Monitor Modules, Pulse Oximetry | Active | MSH | MSH | 17U | NICU | NICU | Philips Healthcare | M1020B | B38484 | 2014-09-11 | 2643 | 2015-09-11
67066 | Physiologic Monitor Modules, Pulse Oximetry | Physiologic Monitor Modules | Physiologic Monitor Modules, Pulse Oximetry | Active | MSH | MSH | 17U | NICU | NICU | Philips Healthcare | M1020B | B38855 | 2014-09-11 | 2643 | 2015-09-11
67067 | Physiologic Monitor Modules, Pulse Oximetry | Physiologic Monitor Modules | Physiologic Monitor Modules, Pulse Oximetry | Active | MSH | MSH | 17U | NICU | NICU | Philips Healthcare | M1020B | B35895 | 2014-09-11 | 2643 | 2015-09-11
67068 | Physiologic Monitor Modules, Pulse Oximetry | Physiologic Monitor Modules | Physiologic Monitor Modules, Pulse Oximetry | Active | MSH | MSH | 17U | NICU | NICU | Philips Healthcare | M1020B | B36574 | 2014-09-11 | 2643 | 2015-09-11
67069 | Physiologic Monitor Modules, Pulse Oximetry | Physiologic Monitor Modules | Physiologic Monitor Modules, Pulse Oximetry | Active | MSH | MSH | 17U | NICU | NICU | Philips Healthcare | M1020B | B36692 | 2014-09-11 | 2643 | 2015-09-11
67070 | Physiologic Monitor Modules, Pulse Oximetry | Physiologic Monitor Modules | Physiologic Monitor Modules, Pulse Oximetry | Active | MSH | MSH | 17U | NICU | NICU | Philips Healthcare | M1020B | B36568 | 2014-09-11 | 2643 | 2015-09-11
67071 | Physiologic Monitor Modules, Pulse Oximetry | Physiologic Monitor Modules | Physiologic Monitor Modules, Pulse Oximetry | Active | MSH | MSH | 17U | NICU | NICU | Philips Healthcare | M1020B | B36023 | 2014-09-11 | 2643 | 2015-09-11
67072 | Physiologic Monitor Modules, Pulse Oximetry | Physiologic Monitor Modules | Physiologic Monitor Modules, Pulse Oximetry | Active | MSH | MSH | 17U | NICU | NICU | Philips Healthcare | M1020B | B36696 | 2014-09-11 | 2643 | 2015-09-11
67073 | Physiologic Monitor Modules, Pulse Oximetry | Physiologic Monitor Modules | Physiologic Monitor Modules, Pulse Oximetry | Active | MSH | MSH | 17U | NICU | NICU | Philips Healthcare | M1020B | B35842 | 2014-09-11 | 2643 | 2015-09-11
67074 | Physiologic Monitor Modules, Pulse Oximetry | Physiologic Monitor Modules | Physiologic Monitor Modules, Pulse Oximetry | Active | MSH | MSH | 17U | NICU | NICU | Philips Healthcare | M1020B | B38501 | 2014-09-11 | 2643 | 2015-09-11
67075 | Physiologic Monitor Modules, Pulse Oximetry | Physiologic Monitor Modules | Physiologic Monitor Modules, Pulse Oximetry | Active | MSH | MSH | 17U | NICU | NICU | Philips Healthcare | M1020B | B36845 | 2014-09-11 | 2643 | 2015-09-11
67076 | Physiologic Monitor Modules, Pulse Oximetry | Physiologic Monitor Modules | Physiologic Monitor Modules, Pulse Oximetry | Active | MSH | MSH | 17U | NICU | NICU | Philips Healthcare | M1020B | B38808 | 2014-09-11 | 2643 | 2015-09-11
67077 | Physiologic Monitor Modules, Pulse Oximetry | Physiologic Monitor Modules | Physiologic Monitor Modules, Pulse Oximetry | Active | MSH | MSH | 17U | NICU | NICU | Philips Healthcare | M1020B | B35971 | 2014-09-11 | 2643 | 2015-09-11
67078 | Physiologic Monitor Modules, Pulse Oximetry | Physiologic Monitor Modules | Physiologic Monitor Modules, Pulse Oximetry | Active | MSH | MSH | 17U | NICU | NICU | Philips Healthcare | M1020B | B38812 | 2014-09-11 | 2643 | 2015-09-11
67079 | Physiologic Monitor Modules, Pulse Oximetry | Physiologic Monitor Modules | Physiologic Monitor Modules, Pulse Oximetry | Active | MSH | MSH | 17U | NICU | NICU | Philips Healthcare | M1020B | B36616 | 2014-09-11 | 2643 | 2015-09-11
67080 | Physiologic Monitor Modules, Pulse Oximetry | Physiologic Monitor Modules | Physiologic Monitor Modules, Pulse Oximetry | Active | MSH | MSH | 17U | NICU | NICU | Philips Healthcare | M1020B | B38547 | 2014-09-11 | 2643 | 2015-09-11
67081 | Physiologic Monitor Modules, Pulse Oximetry | Physiologic Monitor Modules | Physiologic Monitor Modules, Pulse Oximetry | Active | MSH | MSH | 17U | NICU | NICU | Philips Healthcare | M1020B | B35881 | 2014-09-11 | 2643 | 2015-09-11
67082 | Physiologic Monitor Modules, Pulse Oximetry | Physiologic Monitor Modules | Physiologic Monitor Modules, Pulse Oximetry | Active | MSH | MSH | 17U | NICU | NICU | Philips Healthcare | M1020B | B36779 | 2014-09-11 | 2643 | 2015-09-11
67083 | Physiologic Monitor Modules, Pulse Oximetry | Physiologic Monitor Modules | Physiologic Monitor Modules, Pulse Oximetry | Active | MSH | MSH | 17U | NICU | NICU | Philips Healthcare | M1020B | B36021 | 2014-09-11 | 2643 | 2015-09-11
67084 | Physiologic Monitor Modules, Pulse Oximetry | Physiologic Monitor Modules | Physiologic Monitor Modules, Pulse Oximetry | Active | MSH | MSH | 17U | NICU | NICU | Philips Healthcare | M1020B | B38516 | 2014-09-11 | 2643 | 2015-09-11
67085 | Physiologic Monitor Modules, Pulse Oximetry | Physiologic Monitor Modules | Physiologic Monitor Modules, Pulse Oximetry | Active | MSH | MSH | 17U | NICU | NICU | Philips Healthcare | M1020B | B38902 | 2014-09-11 | 2643 | 2015-09-11
67086 | Physiologic Monitor Modules, Pulse Oximetry | Physiologic Monitor Modules | Physiologic Monitor Modules, Pulse Oximetry | Active | MSH | MSH | 17U | NICU | NICU | Philips Healthcare | M1020B | B38857 | 2014-09-11 | 2643 | 2015-09-11
67087 | Physiologic Monitor Modules, Pulse Oximetry | Physiologic Monitor Modules | Physiologic Monitor Modules, Pulse Oximetry | Active | MSH | MSH | 17U | NICU | NICU | Philips Healthcare | M1020B | B38444 | 2014-09-11 | 2643 | 2015-09-11
67088 | Monitors, Vital Signs | Monitors, Vital Signs | Monitors, Vital Signs | Active | MSH | MSH | 15M | Nursing 15 Murray/Antenatal | 15th Floor - Murray Side | Welch Allyn | 53STO | JA123696 | 2014-09-11 | 4093.55 | 2015-09-11
67089 | Monitors, Vital Signs | Monitors, Vital Signs | Monitors, Vital Signs | Active | MSH | MSH | 15M | Nursing 15 Murray/Antenatal | 15th Floor - Murray Side | Welch Allyn | 53STO | JA123651 | 2014-09-11 | 4093.55 | 2015-09-11
67090 | Monitors, Vital Signs | Monitors, Vital Signs | Monitors, Vital Signs | Active | MSH | MSH | 16M | Mother & Baby | M&B | Welch Allyn | 53STO | JA123689 | 2014-09-11 | 4093.55 | 2015-09-11
67091 | Monitors, Vital Signs | Monitors, Vital Signs | Monitors, Vital Signs | Active | MSH | MSH | 10N | Nursing 10N Geriatrics | Geriatrics | Welch Allyn | 53STO | JA123674 | 2014-09-11 | 4093.55 | 2015-09-11
67092 | Monitors, Vital Signs | Monitors, Vital Signs | Monitors, Vital Signs | Active | MSH | MSH | 10N | Nursing 10N Geriatrics | Geriatrics | Welch Allyn | 53STO | JA123686 | 2014-09-11 | 4093.55 | 2015-09-11
67093 | Monitors, Vital Signs | Monitors, Vital Signs | Monitors, Vital Signs | Active | MSH | MSH | 10N | Nursing 10N Geriatrics | Geriatrics | Welch Allyn | 53STO | JA123690 | 2014-09-11 | 4093.55 | 2015-09-11
67097 | Monitors, Vital Signs | Monitors, Vital Signs | Monitors, Vital Signs | Active | MSH | MSH | 10S | Nursing 10S Geriatrics |  | Welch Allyn | 53STO | JA123629 | 2014-09-11 | 4093.55 | 2015-09-11
67106 | Monitors, Vital Signs | Monitors, Vital Signs | Monitors, Vital Signs | Active | MSH | MSH | 10S | Nursing 10S Geriatrics | 10th Floor - South Side | Welch Allyn | 53STO | JA123680 | 2014-09-11 | 4093.55 | 2015-09-11
67111 | Monitors, Vital Signs | Monitors, Vital Signs | Monitors, Vital Signs | Active | MSH | MSH | 6 | JDMI - Nuclear Medicine | Nuclear Medicine | Welch Allyn | 53STO | JA123641 | 2014-09-11 | 4093.55 | 2015-09-11
67113 | Monitors, Vital Signs | Monitors, Vital Signs | Monitors, Vital Signs | Active | MSH | OPG | 3rd Floor | Women's Unit-OPG | OPG | Welch Allyn | 53STO | JA123693 | 2014-09-11 | 4093.55 | 2015-09-11
67120 | Monitors, Vital Signs | Monitors, Vital Signs | Monitors, Vital Signs | Active | MSH | MSH | 11N | Nursing 11N Medicine |  | Welch Allyn | 53STO | JA123645 | 2014-09-11 | 4093.55 | 2015-09-11
67139 | Monitors, Vital Signs | Monitors, Vital Signs | Monitors, Vital Signs | Active | MSH | MSH | 4 | Preadmission Clinic | PAU | Welch Allyn | 53STO | JA123647 | 2014-09-11 | 4093.55 | 2015-09-11
67144 | Monitors, Vital Signs | Monitors, Vital Signs | Monitors, Vital Signs | Active | MSH | MSH | 18 | Heart Function Clinic | Heart Function Clinic | Welch Allyn | 53STO | JA123630 | 2014-09-11 | 4093.55 | 2015-09-11
67147 | Monitors, Vital Signs | Monitors, Vital Signs | Monitors, Vital Signs | Active | MSH | OPG | 3rd Floor | General Obstetrics | 3rd Floor | Welch Allyn | 53STO | JA123678 | 2014-09-11 | 4093.55 | 2015-09-11
67156 | Monitors, Vital Signs | Monitors, Vital Signs | Monitors, Vital Signs | Active | MSH | OPG | 3rd Floor | General Obstetrics | 3rd Floor | Welch Allyn | 53STO | JA123671 | 2014-09-11 | 4093.55 | 2015-09-11
67158 | Monitors, Vital Signs | Monitors, Vital Signs | Monitors, Vital Signs | Active | MSH | OPG | 3rd Floor | FMU | 3rd Floor | Welch Allyn | 53STO | JA123658 | 2014-09-11 | 4093.55 | 2015-09-11
67161 | Monitors, Vital Signs | Monitors, Vital Signs | Monitors, Vital Signs | Active | MSH | OPG | 3rd Floor | General Obstetrics | 3rd Floor | Welch Allyn | 53STO | JA123656 | 2014-09-11 | 4093.55 | 2015-09-11
67169 | Monitors, Vital Signs | Monitors, Vital Signs | Monitors, Vital Signs | Active | MSH | MSH | 16M | Mother & Baby | M&B | Welch Allyn | 53STP | JA123705 | 2014-09-11 | 3400 | 2015-09-11 | Room 8-912, replaces asset # 60123
67170 | Monitors, Vital Signs | Monitors, Vital Signs | Monitors, Vital Signs | Active | MSH | MSH | 16M | Mother & Baby | M&B | Welch Allyn | 53SOP | JA123702 | 2014-09-11 | 4189.3999 | 2015-09-11
67173 | Monitors, Vital Signs | Monitors, Vital Signs | Monitors, Vital Signs | Active | MSH | MSH | 10S | Nursing 10S Geriatrics | 10th Floor - South Side | Welch Allyn | 53SOP | JA123701 | 2014-09-11 | 4189.3999 | 2015-09-11
67175 | Monitors, Physiologic, Patient Transport | Monitors, Physiologic | Monitors, Physiologic, Patient Transport | Active | MSH | MSH | 5 | JDMI - Angio/Interventional | 5 - Medical Imaging | Philips Healthcare | M8105A - MP5 | DE46982935 | 2014-09-12 | 19000 | 2015-09-12 | MP5 H10 A03 C00 C20
67179 | Monitors, Vital Signs | Monitors, Vital Signs | Monitors, Vital Signs | Active | MSH | MSH | 12S | Nursing 12S Medicine |  | Welch Allyn | 53ST0 | JA123631 | 2014-09-16 | 4093.55 | 2015-09-16 | Part of Massimo Swap out
67182 | Baby Bed Electric | Baby Bed Electric | Baby Bed Electric | Active | MSH | MSH | 16M | Mother & Baby | M&B | Bomimed | Joeybabybed | BB4054/08 | 2011-12-29 | 8001 | 2012-12-29 10:39 | Joeybabywarmer attatched SN# B8884/08
67183 | Baby Bed Electric | Baby Bed Electric | Baby Bed Electric | Active | MSH | MSH | 16M | Mother & Baby | M&B | Bomimed | Joeybabybed | BB4054/08 | 2011-12-29 | 8001 | 2012-12-29 10:39 | Joeybabywarmer attatched SN# B8884/08
67184 | Universal SpO2 Finger Simulator | Universal SpO2 Finger Simulator | Universal SpO2 Finger Simulator | Active | MSH | MSH | MSH | Biomedical Engineering | Room # 139 | Rigel Medical | Rigel Puls-R | 31F-0502 | 2014-09-18 | 1410 | 2015-09-18 | part of UNI-SIM Tester
67187 | Thermometers, Electronic, Thermistor/Thermocouple, Patient | Thermometers | Thermometers, Electronic, Thermistor/Thermocouple, Patient | Active | MSH | MSH | 1 | Biomedical Engineering | Biomedical Eng. | Cardinal Health Canada Inc | Filac 3000 AD | A0914230 | 2012-02-21 | 249 | 2015-02-21 | THERMOMETER - 3 YEARS WARRANTY, AND PROBE- 1 YEAR WARRANTY. Vendor replaced sn.A1161923 with sn.A0914230
67189 | Oximeters, Pulse | Oximeters | Oximeters, Pulse | Active | MSH | MSH | 1 | Biomedical Engineering | Biomedical Eng. | MASIMO | Rad 5 | N74888 | 2014-09-09 | 795 | 2015-09-26 | LOANER UNIT - Assigned to NICU-RT for transport Incubator -P. O # Part of the Masimo Project
67190 | Oximeters, Pulse | Oximeters | Oximeters, Pulse | Active | MSH | MSH | 1 | Biomedical Engineering | Biomedical Eng. | MASIMO | Rad 5 | N74872 | 2014-09-09 | 795 | 2015-09-26 | LOANER UNIT- Unit assigned to NICU-RT -P. O # Part of the Masimo Project
67191 | RACKS, MODULE | Physiologic Monitor Modules | Physiologic Monitor Module Housings | Active | MSH | MSH | 17U | NICU | NICU | Philips Healthcare | M8048A | DE439C8212 | 2014-10-01 | 4001 | 2015-10-01 | USED WITH MX800 MONITOR
67192 | RACKS, MODULE | Physiologic Monitor Modules | Physiologic Monitor Module Housings | Active | MSH | MSH | 17U | NICU | NICU | Philips Healthcare | M8048A | DE439C8208 | 2014-10-01 | 4001 | 2015-10-01 | USED WITH MX800 MONITOR
67193 | RACKS, MODULE | Physiologic Monitor Modules | Physiologic Monitor Module Housings | Active | MSH | MSH | 17U | NICU | NICU | Philips Healthcare | M8048A | DE439C8208 | 2014-10-01 | 4001 | 2015-10-01 | USED WITH MX800 MONITOR
67194 | RACKS, MODULE | Physiologic Monitor Modules | Physiologic Monitor Module Housings | Active | MSH | MSH | 17U | NICU | NICU | Philips Healthcare | M8048A | DE439C8209 | 2014-10-01 | 4001 | 2015-10-01 | USED WITH MX800 MONITOR
67195 | RACKS, MODULE | Physiologic Monitor Modules | Physiologic Monitor Module Housings | Active | MSH | MSH | 17U | NICU | NICU | Philips Healthcare | M8048A | DE439C8204 | 2014-10-01 | 4001 | 2015-10-01 | USED WITH MX800 MONITOR
67196 | RACKS, MODULE | Physiologic Monitor Modules | Physiologic Monitor Module Housings | Active | MSH | MSH | 17U | NICU | NICU | Philips Healthcare | M8048A | DE439C8206 | 2014-10-01 | 4001 | 2015-10-01 | USED WITH MX800 MONITOR
67197 | RACKS, MODULE | Physiologic Monitor Modules | Physiologic Monitor Module Housings | Active | MSH | MSH | 17U | NICU | NICU | Philips Healthcare | M8048A | DE439C8211 | 2014-10-01 | 4001 | 2015-10-01 | USED WITH MX800 MONITOR
67198 | RACKS, MODULE | Physiologic Monitor Modules | Physiologic Monitor Module Housings | Active | MSH | MSH | 17U | NICU | NICU | Philips Healthcare | M8048A | DE439C8205 | 2014-10-01 | 4001 | 2015-10-01 | USED WITH MX800 MONITOR
67199 | RACKS, MODULE | Physiologic Monitor Modules | Physiologic Monitor Module Housings | Active | MSH | MSH | 17U | NICU | NICU | Philips Healthcare | M8048A | DE439C8207 | 2014-10-01 | 4001 | 2015-10-01 | USED WITH MX800 MONITOR
67200 | Monitors, Physiologic, Patient Transport | Monitors, Physiologic | Monitors, Physiologic, Patient Transport | Active | MSH | MSH | 17U | NICU | NICU | Philips Healthcare | M3002A - X2 | DE466G4909 | 2014-10-01 | 6121.7998 | 2014-10-01 | Used with MX800- Revision J.10 (Masimo SET SPO2)
67201 | Monitors, Physiologic, Patient Transport | Monitors, Physiologic | Monitors, Physiologic, Patient Transport | Active | MSH | MSH | 17U | NICU | NICU | Philips Healthcare | M3002A - X2 | DE466G4498 | 2014-10-01 | 6121.7998 | 2014-10-01 | Used with MX800- Revision J.10 (Masimo SET SPO2)
67202 | Monitors, Physiologic, Patient Transport | Monitors, Physiologic | Monitors, Physiologic, Patient Transport | Active | MSH | MSH | 17U | NICU | NICU | Philips Healthcare | M3002A - X2 | DE466G4522 | 2014-10-01 | 6121.7998 | 2014-10-01 | Used with MX800- Revision J.10 (Masimo SET SPO2)
67203 | Monitors, Physiologic, Patient Transport | Monitors, Physiologic | Monitors, Physiologic, Patient Transport | Active | MSH | MSH | 17U | NICU | NICU | Philips Healthcare | M3002A - X2 | DE466G4501 | 2014-10-01 | 6121.7998 | 2014-10-01 | Used with MX800- Revision J.10 (Masimo SET SPO2)
67204 | Monitors, Physiologic, Patient Transport | Monitors, Physiologic | Monitors, Physiologic, Patient Transport | Active | MSH | MSH | 17U | NICU | NICU | Philips Healthcare | M3002A - X2 | DE466G4490 | 2014-10-01 | 6121.7998 | 2014-10-01 | Used with MX800- Revision J.10 (Masimo SET SPO2)
67205 | Monitors, Physiologic, Patient Transport | Monitors, Physiologic | Monitors, Physiologic, Patient Transport | Active | MSH | MSH | 15U | NICU | Resus | Philips Healthcare | M3002A - X2 | DE466G4513 | 2014-10-01 | 6121.7998 | 2014-10-01 | Used with MX800- Revision J.10 (Masimo SET SPO2)
67206 | Monitors, Physiologic, Patient Transport | Monitors, Physiologic | Monitors, Physiologic, Patient Transport | Active | MSH | MSH | 17U | NICU | NICU | Philips Healthcare | M3002A - X2 | DE466G4506 | 2014-10-01 | 6121.7998 | 2014-10-01 | Used with MX800- Revision J.10 (Masimo SET SPO2)
67207 | Monitors, Physiologic, Patient Transport | Monitors, Physiologic | Monitors, Physiologic, Patient Transport | Active | MSH | MSH | 17U | NICU | NICU | Philips Healthcare | M3002A - X2 | DE466G4491 | 2014-10-01 | 6121.7998 | 2014-10-01 | Used with MX800- Revision J.10 (Masimo SET SPO2)
67208 | Monitors, Physiologic, Patient Transport | Monitors, Physiologic | Monitors, Physiologic, Patient Transport | Active | MSH | MSH | 17U | NICU | NICU | Philips Healthcare | M3002A - X2 | DE466G4507 | 2014-10-01 | 6121.7998 | 2014-10-01 | Used with MX800- Revision J.10 (Masimo SET SPO2)
67209 | Monitors, Physiologic, Multipurpose, Bedside | Monitors, Physiologic | Monitors, Physiologic, Multipurpose, Bedside | Active | MSH | MSH | 17U | NICU | NIC64 | Philips Healthcare | 865240 - MX800 | DE47734293 | 2014-10-01 | 17850 | 2015-10-01 | Rev J.10
67210 | Monitors, Physiologic, Multipurpose, Bedside | Monitors, Physiologic | Monitors, Physiologic, Multipurpose, Bedside | Active | MSH | MSH | 17U | NICU | NIC69a | Philips Healthcare | 865240 - MX800 | DE47734301 | 2014-10-01 | 17850 | 2015-10-01 | Rev J.10
67211 | Monitors, Physiologic, Multipurpose, Bedside | Monitors, Physiologic | Monitors, Physiologic, Multipurpose, Bedside | Active | MSH | MSH | 15U | NICU | NIResB | Philips Healthcare | 865240 - MX800 | DE47734305 | 2014-10-01 | 17850 | 2015-10-01 | Rev J.10
67212 | Monitors, Physiologic, Multipurpose, Bedside | Monitors, Physiologic | Monitors, Physiologic, Multipurpose, Bedside | Active | MSH | MSH | 17U | NICU | NIC66 | Philips Healthcare | 865240 - MX800 | DE47734299 | 2014-10-01 | 17850 | 2015-10-01 | Rev J.10
67213 | Monitors, Physiologic, Multipurpose, Bedside | Monitors, Physiologic | Monitors, Physiologic, Multipurpose, Bedside | Active | MSH | MSH | 17U | NICU | NIC67 | Philips Healthcare | 865240 - MX800 | DE47734292 | 2014-10-01 | 17850 | 2015-10-01 | Rev J.10
67214 | Monitors, Physiologic, Multipurpose, Bedside | Monitors, Physiologic | Monitors, Physiologic, Multipurpose, Bedside | Active | MSH | MSH | 17U | NICU | NIC65 | Philips Healthcare | 865240 - MX800 | DE47734300 | 2014-10-01 | 17850 | 2015-10-01 | Rev J.10
67215 | Monitors, Physiologic, Multipurpose, Bedside | Monitors, Physiologic | Monitors, Physiologic, Multipurpose, Bedside | Active | MSH | MSH | 17U | NICU | NIC68 | Philips Healthcare | 865240 - MX800 | DE47734298 | 2014-10-01 | 17850 | 2015-10-01 | Rev J.10
67216 | Monitors, Physiologic, Multipurpose, Bedside | Monitors, Physiologic | Monitors, Physiologic, Multipurpose, Bedside | Active | MSH | MSH | 15U | NICU | NIResA | Philips Healthcare | 865240 - MX800 | DE47734304 | 2014-10-01 | 17850 | 2015-10-01 | Rev J.10
67217 | Monitors, Physiologic, Multipurpose, Bedside | Monitors, Physiologic | Monitors, Physiologic, Multipurpose, Bedside | Active | MSH | MSH | 15U | NICU | NIResF | Philips Healthcare | 865240 - MX800 | DE47734294 | 2014-10-01 | 17850 | 2015-10-01 | Rev J.10
67218 | Beds, Electric | Beds | Beds, Electric | Active | MSH | MSH | 16M | Mother & Baby | M&B | HILL-ROM CO INC | Advanta 2 | A1408052122 | 2014-10-02 | 4986 | 2015-10-02
67219 | Beds, Electric | Beds | Beds, Electric | Active | MSH | MSH | 16M | Mother & Baby | M&B | HILL-ROM CO INC | Advanta 2 | A1408052153 | 2014-10-02 | 4986 | 2015-10-02
67220 | Beds, Electric | Beds | Beds, Electric | Active | MSH | MSH | 16M | Mother & Baby | M&B | HILL-ROM CO INC | Advanta 2 | A1408052160 | 2014-10-02 | 4986 | 2015-10-02
67221 | Beds, Electric | Beds | Beds, Electric | Active | MSH | MSH | 16M | Mother & Baby | M&B | HILL-ROM CO INC | Advanta 2 | A1408052136 | 2014-10-02 | 4986 | 2015-10-02
67222 | Warming Units, Patient, Radiant, Infant, Mobile | Warming Units | Warming Units, Patient, Radiant, Infant, Mobile | Active | MSH | MSH | 15U | Obstetrical Suite (L&D) | L&D | GE Healthcare | Panda iRes | HDJT60225 | 2014-10-02 | 10001 | 2015-10-02 | Battery date: April.2016
67223 | Thermometers, Electronic, Thermistor/Thermocouple, Patient | Thermometers | Thermometers, Electronic, Thermistor/Thermocouple, Patient | Active | MSH | MSH | 14S | Nursing 14S Medicine |  | Cardinal Health Canada Inc | Filac 3000 AD | A1368725X | 2014-10-01 | 249 | 2017-10-01 | THERMOMETER - 3 YEARS WARRANTY, AND PROBE- 1 YEAR WARRANTY. Vendor replaced sn.A1364367X with sn.A1368725X, 03.10.2014
67224 | Warming Units, Patient, Radiant, Infant, Mobile | Warming Units | Warming Units, Patient, Radiant, Infant, Mobile | Active | MSH | MSH | 15U | Obstetrical Suite (L&D) | L&D | GE Healthcare | Panda iRes | HDJT60217 | 2014-10-02 | 10001 | 2015-10-02
67225 | Warming Units, Patient, Radiant, Infant, Mobile | Warming Units | Warming Units, Patient, Radiant, Infant, Mobile | Active | MSH | MSH | 15U | Obstetrical Suite (L&D) | L&D | GE Healthcare | Panda iRes | HDJT60227 | 2014-10-02 | 10001 | 2015-10-02
67226 | Warming Units, Patient, Radiant, Infant, Mobile | Warming Units | Warming Units, Patient, Radiant, Infant, Mobile | Active | MSH | MSH | 15U | Obstetrical Suite (L&D) | L&D | GE Healthcare | Panda iRes | HDJT60221 | 2014-10-02 | 10001 | 2015-10-02
67227 | Warming Units, Patient, Radiant, Infant, Mobile | Warming Units | Warming Units, Patient, Radiant, Infant, Mobile | Active | MSH | MSH | 15U | Obstetrical Suite (L&D) | L&D | GE Healthcare | Panda iRes | HDJT60216 | 2014-10-02 | 10001 | 2015-10-02
67228 | Warming Units, Patient, Radiant, Infant, Mobile | Warming Units | Warming Units, Patient, Radiant, Infant, Mobile | Active | MSH | MSH | 15U | Obstetrical Suite (L&D) | L&D | GE Healthcare | Panda iRes | HDJT60226 | 2014-10-02 | 10001 | 2015-10-02
67229 | Warming Units, Patient, Radiant, Infant, Mobile | Warming Units | Warming Units, Patient, Radiant, Infant, Mobile | Active | MSH | MSH | 15U | Obstetrical Suite (L&D) | L&D | GE Healthcare | Panda iRes | HDJT60220 | 2014-10-02 | 10001 | 2015-10-02
67230 | Warming Units, Patient, Radiant, Infant, Mobile | Warming Units | Warming Units, Patient, Radiant, Infant, Mobile | Active | MSH | MSH | 15U | Obstetrical Suite (L&D) | L&D | GE Healthcare | Panda iRes | HDJT60224 | 2014-10-02 | 10001 | 2015-10-02 | control board date:06.Nov.2015
67231 | Warming Units, Patient, Radiant, Infant, Mobile | Warming Units | Warming Units, Patient, Radiant, Infant, Mobile | Active | MSH | MSH | 15U | Obstetrical Suite (L&D) | L&D | GE Healthcare | Panda iRes | HDJT60223 | 2014-10-02 | 10001 | 2015-10-02
67232 | Warming Units, Patient, Radiant, Infant, Mobile | Warming Units | Warming Units, Patient, Radiant, Infant, Mobile | Active | MSH | MSH | 15U | Obstetrical Suite (L&D) | L&D - Triage | GE Healthcare | Panda iRes | HDJT60335 | 2014-10-02 | 10001 | 2015-10-02 | control board date: Feb.2016. Power board date: June.2016
67233 | Warming Units, Patient, Radiant, Infant, Mobile | Warming Units | Warming Units, Patient, Radiant, Infant, Mobile | Active | MSH | MSH | 15U | Obstetrical Suite (L&D) | L&D | GE Healthcare | Panda iRes | HDJT60219 | 2014-10-02 | 10001 | 2015-10-02
67234 | Warming Units, Patient, Radiant, Infant, Mobile | Warming Units | Warming Units, Patient, Radiant, Infant, Mobile | Active | MSH | MSH | 15U | Obstetrical Suite (L&D) | L&D | GE Healthcare | Panda iRes | HDJT60222 | 2014-10-02 | 10001 | 2015-10-02
67235 | Infant Resuscitation System | Infant Resuscitation System | Infant Resuscitation System | Active | MSH | MSH | 17U | NICU | NICU | GE Healthcare | M1112198-176927 | QABT50141 | 2014-10-02 | 10001 | 2015-10-02
67236 | Infant Resuscitation System | Infant Resuscitation System | Infant Resuscitation System | Active | MSH | MSH | 17U | NICU | NICU | GE Healthcare | M1112198-176927 | QABT50142 | 2014-10-02 | 10001 | 2015-10-02
67238 | Food Pump | Food Pump | Food Pump | Active | MSH | MSH | MSH | Nutrition | ICU | Covidien | 482400J | C14085576 | 2014-10-06 | 2001 | 2015-10-06
67239 | Food Pump | Food Pump | Food Pump | Active | MSH | MSH | MSH | Nutrition | MSH-600 Uni-18-ICU Mobile | Covidien | 482400J | C14086325 | 2014-10-06 | 2001 | 2015-10-06 13:12 | battery jan 2016
67240 | Food Pump | Food Pump | Food Pump | Active | MSH | MSH | MSH | Nutrition | ICU | Covidien | 482400J | C19290172 | 2014-10-06 | 2001 | 2015-10-06
67241 | Food Pump | Food Pump | Food Pump | Active | MSH | MSH | 10S | Nursing 10S Geriatrics | 10th Floor - South Side | Covidien | 482400J | C19289612 | 2014-10-06 | 2001 | 2015-10-06 | old serial # C14086284 Old serial # C1375608 replaced August 21, 2020
67242 | Food Pump | Food Pump | Food Pump | Active | MSH | MSH | 11N | Nursing 11N Medicine | 11th Floor - North Side | Covidien | 482400J | C20297571 | 2014-10-06 | 2001 | 2015-10-06
67243 | Food Pump | Food Pump | Food Pump | Active | MSH | MSH | MSH | ICU | ICU | Covidien | 482400J | C17185204 | 2014-10-06 | 2001 | 2015-10-06
67244 | Food Pump | Food Pump | Food Pump | Active | MSH | MSH | MSH | Nutrition | ICU | Covidien | 482400J | C14086447 | 2014-10-06 | 2001 | 2015-10-06 | ols serial # C14086342- replaced nov 27, 2015 Vendor replaced the C14086342 by C14086447 Oct 2016
67245 | Food Pump | Food Pump | Food Pump | Active | MSH | MSH | MSH | Nutrition | ICU | Covidien | 482400J | C14086310 | 2014-10-06 | 2001 | 2015-10-06 13:12
67247 | Stretchers, Mobile, Hospital, Patient Transfer | Stretchers | Stretchers, Mobile, Hospital, Patient Transfer | Active | MSH | MSH | 15U | Obstetrical Suite (L&D) | L&D | HILL-ROM CO INC | P8005 | P228A05219 | 2014-10-16 | 10001 | 2015-10-16
67248 | Stretchers, Mobile, Hospital, Patient Transfer | Stretchers | Stretchers, Mobile, Hospital, Patient Transfer | Active | MSH | MSH | 15U | Obstetrical Suite (L&D) | L&D | HILL-ROM CO INC | P8005 | P227A05214 | 2014-10-16 | 10001 | 2015-10-16
67249 | Stretchers, Mobile, Hospital, Patient Transfer | Stretchers | Stretchers, Mobile, Hospital, Patient Transfer | Active | MSH | MSH | 15U | Obstetrical Suite (L&D) | L&D | HILL-ROM CO INC | P8005 | P230A05228 | 2014-10-16 | 10001 | 2015-10-16
67250 | Stretchers, Mobile, Hospital, Patient Transfer | Stretchers | Stretchers, Mobile, Hospital, Patient Transfer | Active | MSH | MSH | 15U | Obstetrical Suite (L&D) | L&D | HILL-ROM CO INC | P8005 | P230A05225 | 2014-10-16 | 10001 | 2015-10-16
67251 | Stretchers, Mobile, Hospital, Patient Transfer | Stretchers | Stretchers, Mobile, Hospital, Patient Transfer | Active | MSH | MSH | 15U | Obstetrical Suite (L&D) | L&D | HILL-ROM CO INC | P8005 | P227A05217 | 2014-10-16 | 10001 | 2015-10-16
67252 | Stretchers, Mobile, Hospital, Patient Transfer | Stretchers | Stretchers, Mobile, Hospital, Patient Transfer | Active | MSH | MSH | 15U | Obstetrical Suite (L&D) | L&D | HILL-ROM CO INC | P8005 | P228A05223 | 2014-10-16 | 10001 | 2015-10-16
67253 | Stretchers, Mobile, Hospital, Patient Transfer | Stretchers | Stretchers, Mobile, Hospital, Patient Transfer | Active | MSH | MSH | 15U | Obstetrical Suite (L&D) | L&D | HILL-ROM CO INC | P8005 | P228A05222 | 2014-10-16 | 10001 | 2015-10-16
67254 | Stretchers, Mobile, Hospital, Patient Transfer | Stretchers | Stretchers, Mobile, Hospital, Patient Transfer | Active | MSH | MSH | 15U | Obstetrical Suite (L&D) | L&D | HILL-ROM CO INC | P8005 | P227A05204 | 2014-10-16 | 10001 | 2015-10-16
67255 | Stretchers, Mobile, Hospital, Patient Transfer | Stretchers | Stretchers, Mobile, Hospital, Patient Transfer | Active | MSH | MSH | 15U | Obstetrical Suite (L&D) | L&D | HILL-ROM CO INC | P8005 | P226A05178 | 2014-10-16 | 10001 | 2015-10-16
67256 | Stretchers, Mobile, Hospital, Patient Transfer | Stretchers | Stretchers, Mobile, Hospital, Patient Transfer | Active | MSH | MSH | 15U | Obstetrical Suite (L&D) | L&D | HILL-ROM CO INC | P8005 | P230A05229 | 2014-10-16 | 10001 | 2015-10-16 | Medaris PM and Reapir Agreement
67257 | Stretchers, Mobile, Hospital, Patient Transfer | Stretchers | Stretchers, Mobile, Hospital, Patient Transfer | Active | MSH | MSH | 15U | Obstetrical Suite (L&D) | L&D | HILL-ROM CO INC | P8005 | P227A05195 | 2014-10-16 | 10001 | 2015-10-16
67258 | Stretchers, Mobile, Hospital, Patient Transfer | Stretchers | Stretchers, Mobile, Hospital, Patient Transfer | Active | MSH | MSH | 15U | Obstetrical Suite (L&D) | L&D | HILL-ROM CO INC | P8005 | P227A05193 | 2014-10-16 | 10001 | 2015-10-16
67259 | Stretchers, Mobile, Hospital, Patient Transfer | Stretchers | Stretchers, Mobile, Hospital, Patient Transfer | Active | MSH | MSH | 15U | Obstetrical Suite (L&D) | L&D | HILL-ROM CO INC | P8005 | P227A05218 | 2014-10-16 | 10001 | 2015-10-16
67260 | Lights, Examination | Lights | Lights, Examination | Active | MSH | MSH | 17U | NICU | NICU | Welch Allyn | GS 600 | 140207 | 2014-10-17 | 2001 | 2015-10-17 14:13
67261 | Lights, Examination | Lights | Lights, Examination | Active | MSH | MSH | 17U | NICU | NICU | Welch Allyn | GS 600 | 140318 | 2014-10-17 | 2001 | 2015-10-17 14:13
67262 | Lights, Examination | Lights | Lights, Examination | Active | MSH | MSH | 17U | NICU | NICU | Welch Allyn | GS 600 | 140605 | 2014-10-17 | 2001 | 2015-10-17 14:13
67304 | Supramaximal Nerve Stimulator | Supramaximal Nerve Stimulator | Supramaximal Nerve Stimulator | Active | MSH | MSH | MSH | SURGICAL SUITE (COMBINED WITH CYSTO) | OR | Viamed | Microstim DB3 | ID254901 | 2014-11-03 | 650 | 2015-11-03
67305 | Supramaximal Nerve Stimulator | Supramaximal Nerve Stimulator | Supramaximal Nerve Stimulator | Active | MSH | MSH | MSH | SURGICAL SUITE (COMBINED WITH CYSTO) | OR | Viamed | Microstim DB3 | ID254899 | 2014-11-03 | 650 | 2015-11-03
67306 | Supramaximal Nerve Stimulator | Supramaximal Nerve Stimulator | Supramaximal Nerve Stimulator | Active | MSH | MSH | MSH | SURGICAL SUITE (COMBINED WITH CYSTO) | OR | Viamed | Microstim DB3 | ID254880 | 2014-11-03 | 650 | 2015-11-03
67307 | Supramaximal Nerve Stimulator | Supramaximal Nerve Stimulator | Supramaximal Nerve Stimulator | Active | MSH | MSH | MSH | SURGICAL SUITE (COMBINED WITH CYSTO) | OR | Viamed | Microstim DB3 | ID254886 | 2014-11-03 | 650 | 2015-11-03
67308 | Supramaximal Nerve Stimulator | Supramaximal Nerve Stimulator | Supramaximal Nerve Stimulator | Active | MSH | MSH | MSH | SURGICAL SUITE (COMBINED WITH CYSTO) | OR | Viamed | Microstim DB3 | ID254882 | 2014-11-03 | 650 | 2015-11-03
67309 | Supramaximal Nerve Stimulator | Supramaximal Nerve Stimulator | Supramaximal Nerve Stimulator | Active | MSH | MSH | MSH | SURGICAL SUITE (COMBINED WITH CYSTO) | OR | Viamed | Microstim DB3 | ID254915 | 2014-11-03 | 650 | 2015-11-03
67310 | Fluid Warmer | Fluid Warmer | Fluid Warmer | Active | MSH | MSH | 15U | Obstetrical Suite (L&D) | L&D | Enthermics Medical Systems | IVNOW-3 | 1424111-000 | 2014-11-01 | 3289 | 2015-11-01 | 2 warmers(part# 504753) came with a Horizontal wall mount kit(part# 5012242). Service: 905.634.7799, globalmedical.ca
67311 | Fluid Warmer | Fluid Warmer | Fluid Warmer | Active | MSH | MSH | 15U | Obstetrical Suite (L&D) | L&D- OR 3 | Enthermics Medical Systems | IVNOW-3 | 3270210-10 | 2014-11-01 | 3289 | 2024-03-14 | IVNOW -3 1- 3270210-8 2 - 3270210-9 3- 3270210-10
67313 | Display Monitor, Flat Panel | Display Monitor | Display Monitor, Flat Panel | Active | MSH | MSH | 7 | SURGICAL SUITE (COMBINED WITH CYSTO) | O.R | CONMED CORP | L3000 | 2014-0582 | 2014-11-06 | 1001 | 2015-11-06 14:23 | Free of charge, comes with Hall 300 2-trudder modular handpiece; Hall 50 Oscillating Saw Battery HPC: Hall Large Lithium Batteries-2;
67314 | Monitors, Vital Signs | Monitors, Vital Signs | Monitors, Vital Signs | Active | MSH | MSH | 6 | JDMI - Nuclear Medicine | Nuclear Medicine | Welch Allyn | 53STP | JA123695 | 2014-11-11 | 4696.1001 | 2015-11-11
67315 | High Frequency Desiccator with Cut | High Frequency Desiccator with Cut | High Frequency Desiccator with Cut | Active | MSH | MSH | 4 | Dental Clinic | Dentistry | BOVIE (LIEBEL-FLARSHEIM CO.) | A950 | AA3414011 | 2014-11-19 | 2716.22 | 2015-11-19 10:31
67317 | Air-oxygen Blender | Air-oxygen Blender | Air-oxygen Blender | Active | MSH | MSH | 17U | NICU | NICU | Viasys Healthcare | 10065 | AJF06468 | 2009-04-14 | 1501 | 2010-04-14 | Installed in Transport Incubator Voyager Asset # 62779
67321 | Vacuum Regulator | Vacuum Regulator | Vacuum Regulator | Active | MSH | MSH | 18 | ICU | ICU | Amvex Corporation | VR-CIID-DHDG | VRA08082HH | 2010-01-07 | 444.16 | 2011-01-07 11:16
67322 | Vacuum Regulator | Vacuum Regulator | Vacuum Regulator | Active | MSH | MSH | 18 | ICU | ICU | Amvex Corporation | VR-CIID-DHDG | VRA08062HH | 2010-01-07 | 444.16 | 2011-01-07 11:16
67341 | Thermometers, Electronic, Thermistor/Thermocouple, Patient | Thermometers | Thermometers, Electronic, Thermistor/Thermocouple, Patient | Active | MSH | OPG | 3rd Floor | Special Pregnancy Program-Fetal | 3rd Floor | Cardinal Health Canada Inc | Filac 3000 AD | A1363056X | 2014-12-04 | 249 | 2017-03-19 | THERMOMETER - 3 YEARS WARRANTY, AND PROBE- 1 YEAR WARRANTY
67342 | Thermometers, Electronic, Thermistor/Thermocouple, Patient | Thermometers | Thermometers, Electronic, Thermistor/Thermocouple, Patient | Active | MSH | OPG | 3rd Floor | Special Pregnancy Program-Fetal | OPG - SPP | Cardinal Health Canada Inc | Filac 3000 AD | A1362936X | 2014-12-04 | 249 | 2017-03-19 | THERMOMETER - 3 YEARS WARRANTY, AND PROBE- 1 YEAR WARRANTY
67344 | Thermometers, Electronic, Thermistor/Thermocouple, Patient | Thermometers | Thermometers, Electronic, Thermistor/Thermocouple, Patient | Active | MSH | OPG | 3rd Floor | Special Pregnancy Program-Fetal | OPG - SPP | Cardinal Health Canada Inc | Filac 3000 AD | A1366872X | 2014-12-04 | 249 | 2017-03-19 | THERMOMETER - 3 YEARS WARRANTY, AND PROBE- 1 YEAR WARRANTY
67348 | Joey Baby Warmer | Joey Baby Warmer | Joey Baby Warmer | Active | MSH | MSH | 17U | NICU | NICU | Bomimed | Joey Baby Bed | 4048/08 | 2014-11-10 | 10001 | 2015-12-10
67353 | Monitors, Vital Signs | Monitors, Vital Signs | Monitors, Vital Signs | Active | MSH | 60MURR | 4 | Family Practice Clinic | 4th Floor | Welch Allyn | 64MXXX - CVSM 6000 | 100008314414 | 2014-12-04 | 3930 | 2016-12-04 | Battery Li-ion.
67354 | WARMERS, BLOOD | WARMERS | WARMERS, BLOOD | Active | MSH | MSH | 7 | SURGICAL SUITE (COMBINED WITH CYSTO) | O.R | Level 1 Technology | hl-90 | S101A02640 | 2014-12-10 | 3001 | 2015-12-09 | Replacement unit
67355 | WARMERS, BLOOD | WARMERS | WARMERS, BLOOD | Active | MSH | MSH | 7 | SURGICAL SUITE (COMBINED WITH CYSTO) | PACU | Level 1 Technology | hl-90 | S101A02631 | 2014-12-16 | 3001 | 2015-12-16 | Replacement unit
67356 | WARMERS, BLOOD | WARMERS | WARMERS, BLOOD | Active | MSH | MSH | 7 | SURGICAL SUITE (COMBINED WITH CYSTO) | OR | Level 1 Technology | hl-90 | S101A02632 | 2014-12-12 | 3001 | 2015-12-12 | Replacement unit
67358 | WARMERS, BLOOD | WARMERS | WARMERS, BLOOD | Active | MSH | MSH | 7 | SURGICAL SUITE (COMBINED WITH CYSTO) | OR | Level 1 Technology | hl-90 | S101A02634 | 2014-12-15 | 3001 | 2015-12-15 | Replacement unit
67359 | WARMERS, BLOOD | WARMERS | WARMERS, BLOOD | Active | MSH | MSH | 15U | Obstetrical Suite (L&D) | L&D OR | Level 1 Technology | hl-90 | S101A02636 | 2014-12-16 | 3001 | 2015-12-16 | Replacement unit Bio Med Spare
67360 | WARMERS, BLOOD | WARMERS | WARMERS, BLOOD | Active | MSH | MSH | 15U | Obstetrical Suite (L&D) | Operating Room | Level 1 Technology | hl-90 | S101A02637 | 2014-12-16 | 3001 | 2015-12-16 | Replacement unit
67361 | WARMERS, BLOOD | WARMERS | WARMERS, BLOOD | Active | MSH | MSH | 7 | SURGICAL SUITE (COMBINED WITH CYSTO) | OR | Level 1 Technology | hl-90 | S101A02639 | 2014-12-05 | 3001 | 2015-12-01 | Replacement unit
67362 | WARMERS, BLOOD | WARMERS | WARMERS, BLOOD | Active | MSH | MSH | 15U | Obstetrical Suite (L&D) | L&D OR | Level 1 Technology | hl-90 | S101A02641 | 2014-12-12 | 3001 | 2014-12-12 | Replacement unit
67363 | WARMERS, BLOOD | WARMERS | WARMERS, BLOOD | Active | MSH | MSH | 7 | SURGICAL SUITE (COMBINED WITH CYSTO) | OR | Level 1 Technology | hl-90 | S101A02642 | 2014-12-16 | 3001 | 2015-12-16 | Replacement unit
67364 | WARMERS, BLOOD | WARMERS | WARMERS, BLOOD | Active | MSH | MSH | 7 | SURGICAL SUITE (COMBINED WITH CYSTO) | 7th Floor - OR | Level 1 Technology | hl-90 | S101A02651 | 2014-12-09 | 3001 | 2015-12-09 | Replacement unit
67365 | WARMERS, BLOOD | WARMERS | WARMERS, BLOOD | Active | MSH | MSH | 7 | SURGICAL SUITE (COMBINED WITH CYSTO) | OR | Level 1 Technology | hl-90 | S101A02741 | 2014-12-15 | 3001 | 2015-12-15 | Replacement unit
67366 | WARMERS, BLOOD | WARMERS | WARMERS, BLOOD | Active | MSH | MSH | 7 | SURGICAL SUITE (COMBINED WITH CYSTO) | OR | Level 1 Technology | hl-90 | S101A02742 | 2014-12-16 | 3001 | 2015-12-16 | Replacement unit
67367 | WARMERS, BLOOD | WARMERS | WARMERS, BLOOD | Active | MSH | MSH | 7 | SURGICAL SUITE (COMBINED WITH CYSTO) | OR | Level 1 Technology | hl-90 | S101A02750 | 2014-12-15 | 3001 | 2015-12-15 | Replacement unit
67369 | Air-oxygen Blender | Air-oxygen Blender | Air-oxygen Blender | Active | MSH | MSH | 17U | NICU | NICU | Viasys Healthcare | 10065 | AJF06985 | 2014-01-13 | 1150 | 2015-01-13 | Installed in Transport Incubator 63072
67373 | Air-oxygen Blender | Air-oxygen Blender | Air-oxygen Blender | Active | MSH | MSH | 17U | Respiratory Therapy | NICU | Sechrist Industries | HL3500 | H74268 | 2014-12-01 | 1800 | 2015-12-01
67374 | Air-oxygen Blender | Air-oxygen Blender | Air-oxygen Blender | Active | MSH | MSH | 17U | Respiratory Therapy | NICU | Sechrist Industries | HL3500 | H74269 | 2014-12-01 | 1800 | 2015-12-01
67375 | Air-oxygen Blender | Air-oxygen Blender | Air-oxygen Blender | Active | MSH | MSH | 17U | Respiratory Therapy | NICU | Sechrist Industries | HL3500 | H74270 | 2014-12-01 | 1800 | 2015-12-01
67376 | Air-oxygen Blender | Air-oxygen Blender | Air-oxygen Blender | Active | MSH | MSH | 17U | Respiratory Therapy | NICU | Sechrist Industries | HL3500 | H74271 | 2014-12-01 | 1800 | 2015-12-01
67377 | Air-oxygen Blender | Air-oxygen Blender | Air-oxygen Blender | Active | MSH | MSH | 17U | Respiratory Therapy | NICU | Sechrist Industries | HL3500 | H74272 | 2014-12-01 | 1800 | 2015-12-01
67378 | Air-oxygen Blender | Air-oxygen Blender | Air-oxygen Blender | Active | MSH | MSH | 17U | Respiratory Therapy | NICU | Sechrist Industries | HL3500 | H74273 | 2014-12-01 | 1800 | 2015-12-01
67379 | Air-oxygen Blender | Air-oxygen Blender | Air-oxygen Blender | Active | MSH | MSH | 17U | Respiratory Therapy | NICU | Sechrist Industries | HL3500 | H74274 | 2014-12-01 | 1800 | 2015-12-01
67380 | Air-oxygen Blender | Air-oxygen Blender | Air-oxygen Blender | Active | MSH | MSH | 17U | Respiratory Therapy | NICU | Sechrist Industries | HL3500 | H74275 | 2014-12-01 | 1800 | 2015-12-01
67381 | Air-oxygen Blender | Air-oxygen Blender | Air-oxygen Blender | Active | MSH | MSH | 17U | Respiratory Therapy | NICU | Sechrist Industries | HL3500 | H74276 | 2014-12-01 | 1800 | 2015-12-01
67382 | Air-oxygen Blender | Air-oxygen Blender | Air-oxygen Blender | Active | MSH | MSH | 17U | Respiratory Therapy | NICU | Sechrist Industries | HL3500 | H74277 | 2014-12-01 | 1800 | 2015-12-01
67383 | Air-oxygen Blender | Air-oxygen Blender | Air-oxygen Blender | Active | MSH | MSH | 17U | Respiratory Therapy | NICU | Sechrist Industries | HL3500 | H74278 | 2014-12-01 | 1800 | 2015-12-01
67384 | Air-oxygen Blender | Air-oxygen Blender | Air-oxygen Blender | Active | MSH | MSH | 17U | Respiratory Therapy | NICU | Sechrist Industries | HL3500 | H74279 | 2014-12-01 | 1800 | 2015-12-01
67385 | Air-oxygen Blender | Air-oxygen Blender | Air-oxygen Blender | Active | MSH | MSH | 17U | Respiratory Therapy | NICU | Sechrist Industries | HL3500 | H74280 | 2014-12-01 | 1800 | 2015-12-01
67386 | Air-oxygen Blender | Air-oxygen Blender | Air-oxygen Blender | Active | MSH | MSH | 17U | Respiratory Therapy | NICU | Sechrist Industries | HL3500 | H74281 | 2014-12-01 | 1800 | 2015-12-01
67390 | Warming Units, Patient, Radiant, Infant, Mobile | Warming Units | Warming Units, Patient, Radiant, Infant, Mobile | Active | MSH | MSH | 15U | Obstetrical Suite (L&D) | L&D | GE Healthcare | Panda iRes | HDJT62016 | 2014-12-25 | 10001 | 2015-12-25
67391 | Warming Units, Patient, Radiant, Infant, Mobile | Warming Units | Warming Units, Patient, Radiant, Infant, Mobile | Active | MSH | MSH | 15U | Obstetrical Suite (L&D) | L&D | GE Healthcare | Panda iRes | HDJT62011 | 2014-12-25 | 10001 | 2015-12-25
67392 | Warming Units, Patient, Radiant, Infant, Mobile | Warming Units | Warming Units, Patient, Radiant, Infant, Mobile | Active | MSH | MSH | 15U | Obstetrical Suite (L&D) | L&D - OR 5 | GE Healthcare | Panda iRes | HDJT62014 | 2014-12-25 | 10001 | 2015-12-25
67393 | Warming Units, Patient, Radiant, Infant, Mobile | Warming Units | Warming Units, Patient, Radiant, Infant, Mobile | Active | MSH | MSH | 15U | Obstetrical Suite (L&D) | L&D | GE Healthcare | Panda iRes | HDJT62010 | 2014-12-25 | 10001 | 2015-12-25
67394 | Warming Units, Patient, Radiant, Infant, Mobile | Warming Units | Warming Units, Patient, Radiant, Infant, Mobile | Active | MSH | MSH | 15U | Obstetrical Suite (L&D) | L&D | GE Healthcare | Panda iRes | HDJT62013 | 2014-12-25 | 10001 | 2015-12-25
67395 | Warming Units, Patient, Radiant, Infant, Mobile | Warming Units | Warming Units, Patient, Radiant, Infant, Mobile | Active | MSH | MSH | 15U | Obstetrical Suite (L&D) | L&D | GE Healthcare | Panda iRes | HDJT62012 | 2014-12-25 | 10001 | 2015-12-25
67396 | Warming Units, Patient, Radiant, Infant, Mobile | Warming Units | Warming Units, Patient, Radiant, Infant, Mobile | Active | MSH | MSH | 15U | Obstetrical Suite (L&D) | L&D | GE Healthcare | Panda iRes | HDJT62015 | 2014-12-25 | 10001 | 2015-12-25
67401 | Apex Locators, Endodontic | Apex Locators | Apex Locators, Endodontic | Active | MSH | MSH | 4 | Dental Clinic | Dentistry | J Morita | DP-ZX-VL | VL8253 | 2008-05-13 | 950 | 2009-05-13 09:11 | Purchased on a card
67403 | Power/Energy Laser Measurement Sensor | Power/Energy Laser Measurement Sensor | Power/Energy Laser Measurement Sensor | Active | MSH | MSH | 1 | Biomedical Engineering | Biomedical Eng. | Ophir-Spricon, LLC | F150-BB-26, RoHS | 753802 | 2015-01-13 | 1490 | 2016-01-13 10:40 | Next calibration due: May, 2016
67406 | Testers, Electrosurgical Unit | Testers | Testers, Electrosurgical Unit | Active | MSH | MSH | 1 | Biomedical Engineering | Biomedical Eng. | Metron | QA-ES | 5549 | 2001-02-03 | 6001 | 2002-02-03 | .
67410 | NITRONOX INHALATION ANALGESIA SYSTEM | NITRONOX INHALATION ANALGESIA SYSTEM | NITRONOX INHALATION ANALGESIA SYSTEM | Active | MSH | MSH | 15U | Obstetrical Suite (L&D) | L&D | PARKER PORTER | NOX-5072H | NX5H-1015 | 2014-08-25 | 4100 | 2015-08-25 | LDR 15
67411 | NITRONOX INHALATION ANALGESIA SYSTEM | NITRONOX INHALATION ANALGESIA SYSTEM | NITRONOX INHALATION ANALGESIA SYSTEM | Active | MSH | MSH | 15U | Obstetrical Suite (L&D) | L&D | PARKER PORTER | NOX-5072H | NX5H-1219 | 2014-08-25 | 4100 | 2015-08-25 | LDR 11
67412 | NITRONOX INHALATION ANALGESIA SYSTEM | NITRONOX INHALATION ANALGESIA SYSTEM | NITRONOX INHALATION ANALGESIA SYSTEM | Active | MSH | MSH | 15U | Obstetrical Suite (L&D) | L&D | PARKER PORTER | NOX-5072H | NX5H-1224 | 2014-08-25 | 4100 | 2015-08-25
67413 | NITRONOX INHALATION ANALGESIA SYSTEM | NITRONOX INHALATION ANALGESIA SYSTEM | NITRONOX INHALATION ANALGESIA SYSTEM | Active | MSH | MSH | 15U | Obstetrical Suite (L&D) | L&D | PARKER PORTER | NOX-5072H | NX5H-1226 | 2014-08-25 | 4100 | 2015-08-25 | LDR 12
67414 | NITRONOX INHALATION ANALGESIA SYSTEM | NITRONOX INHALATION ANALGESIA SYSTEM | NITRONOX INHALATION ANALGESIA SYSTEM | Active | MSH | MSH | 15U | Obstetrical Suite (L&D) | L&D | PARKER PORTER | NOX-5072H | NX5H-1227 | 2014-08-25 | 4100 | 2015-08-25 | LDR 9
67415 | NITRONOX INHALATION ANALGESIA SYSTEM | NITRONOX INHALATION ANALGESIA SYSTEM | NITRONOX INHALATION ANALGESIA SYSTEM | Active | MSH | MSH | 15U | Obstetrical Suite (L&D) | L&D | PARKER PORTER | NOX-5072H | NX5H-1228 | 2014-08-25 | 4100 | 2015-08-25 | LDR 2
67416 | NITRONOX INHALATION ANALGESIA SYSTEM | NITRONOX INHALATION ANALGESIA SYSTEM | NITRONOX INHALATION ANALGESIA SYSTEM | Active | MSH | MSH | 15U | Obstetrical Suite (L&D) | L&D | PARKER PORTER | NOX-5072H | NX5H-1229 | 2014-08-25 | 4100 | 2015-08-25 | LDR 4
67417 | NITRONOX INHALATION ANALGESIA SYSTEM | NITRONOX INHALATION ANALGESIA SYSTEM | NITRONOX INHALATION ANALGESIA SYSTEM | Active | MSH | MSH | 15U | Obstetrical Suite (L&D) | L&D | PARKER PORTER | NOX-5072H | NX5H-1230 | 2014-08-25 | 4100 | 2015-08-25 | LDR 20
67418 | NITRONOX INHALATION ANALGESIA SYSTEM | NITRONOX INHALATION ANALGESIA SYSTEM | NITRONOX INHALATION ANALGESIA SYSTEM | Active | MSH | MSH | 15U | Obstetrical Suite (L&D) | L&D | PARKER PORTER | NOX-5072H | NX5H-1231 | 2014-08-25 | 4100 | 2015-08-25
67419 | NITRONOX INHALATION ANALGESIA SYSTEM | NITRONOX INHALATION ANALGESIA SYSTEM | NITRONOX INHALATION ANALGESIA SYSTEM | Active | MSH | MSH | 15U | Obstetrical Suite (L&D) | L&D | PARKER PORTER | NOX-5072H | NX5H-1232 | 2014-08-25 | 4100 | 2015-08-25
67420 | NITRONOX INHALATION ANALGESIA SYSTEM | NITRONOX INHALATION ANALGESIA SYSTEM | NITRONOX INHALATION ANALGESIA SYSTEM | Active | MSH | MSH | 15U | Obstetrical Suite (L&D) | L&D | PARKER PORTER | NOX-5072H | NX5H-1233 | 2014-08-25 | 4100 | 2015-08-25
67421 | NITRONOX INHALATION ANALGESIA SYSTEM | NITRONOX INHALATION ANALGESIA SYSTEM | NITRONOX INHALATION ANALGESIA SYSTEM | Active | MSH | MSH | 15U | Obstetrical Suite (L&D) | L&D | PARKER PORTER | NOX-5072H | NX5H-1235 | 2014-08-25 | 4100 | 2015-08-25 | LDR 17
67422 | NITRONOX INHALATION ANALGESIA SYSTEM | NITRONOX INHALATION ANALGESIA SYSTEM | NITRONOX INHALATION ANALGESIA SYSTEM | Active | MSH | MSH | 15U | Obstetrical Suite (L&D) | L&D | PARKER PORTER | NOX-5072H | NX5H-1236 | 2014-08-25 | 4100 | 2015-08-25
67423 | NITRONOX INHALATION ANALGESIA SYSTEM | NITRONOX INHALATION ANALGESIA SYSTEM | NITRONOX INHALATION ANALGESIA SYSTEM | Active | MSH | MSH | 15U | Obstetrical Suite (L&D) | L&D | PARKER PORTER | NOX-5072H | NX5H-1237 | 2014-08-25 | 4100 | 2015-08-25 | LDR 5
67424 | NITRONOX INHALATION ANALGESIA SYSTEM | NITRONOX INHALATION ANALGESIA SYSTEM | NITRONOX INHALATION ANALGESIA SYSTEM | Active | MSH | MSH | 15U | Obstetrical Suite (L&D) | L&D | PARKER PORTER | NOX-5072H | NX5H-1238 | 2014-08-25 | 4100 | 2015-08-25 | LDR 10
67425 | NITRONOX INHALATION ANALGESIA SYSTEM | NITRONOX INHALATION ANALGESIA SYSTEM | NITRONOX INHALATION ANALGESIA SYSTEM | Active | MSH | MSH | 15U | Obstetrical Suite (L&D) | L&D | PARKER PORTER | NOX-5072H | NX5H-1239 | 2014-08-25 | 4100 | 2015-08-25 | LDR 16
67426 | NITRONOX INHALATION ANALGESIA SYSTEM | NITRONOX INHALATION ANALGESIA SYSTEM | NITRONOX INHALATION ANALGESIA SYSTEM | Active | MSH | MSH | 15U | Obstetrical Suite (L&D) | L&D | PARKER PORTER | NOX-5072H | NX5H-1240 | 2014-08-25 | 4100 | 2015-08-25 | LDR 18
67427 | NITRONOX INHALATION ANALGESIA SYSTEM | NITRONOX INHALATION ANALGESIA SYSTEM | NITRONOX INHALATION ANALGESIA SYSTEM | Active | MSH | MSH | 15U | Obstetrical Suite (L&D) | L&D | PARKER PORTER | NOX-5072H | NX5H-1241 | 2014-08-25 | 4100 | 2015-08-25 | LDR 19
67428 | NITRONOX INHALATION ANALGESIA SYSTEM | NITRONOX INHALATION ANALGESIA SYSTEM | NITRONOX INHALATION ANALGESIA SYSTEM | Active | MSH | MSH | 15U | Obstetrical Suite (L&D) | L&D | PARKER PORTER | NOX-5072H | NX5H-1242 | 2014-08-25 | 4100 | 2015-08-25 | LDR 14
67430 | Laser Camera | Laser Camera | Laser Camera | Active | MSH | MSH | 10N | Nursing 10S Geriatrics | Geriatrics | HEALTH O METER INC | 595KL | 2595B00778 | 1993-04-05 | 1001 | 1994-04-05 | HEALTH-O-METER - Entered in our database 15Jan 2015
67431 | Air-oxygen Blender | Air-oxygen Blender | Air-oxygen Blender | Active | MSH | MSH | 17U | NICU | NICU | Viasys Healthcare | 10065 | AEF02616 | 2014-01-13 | 1150 | 2015-01-13 | Installed in Transport Incubator
67432 | Aspirators | Aspirators | Aspirators | Active | MSH | MSH | 17U | NICU | NICU | Precision Medical Inc | PM65 | 031560 | 2015-01-21 | 1001 | 2016-01-21 | Attached within transport Incubator Asset # 62500
67438 | Lights, Examination | Lights | Lights, Examination | Active | MSH | MSH | 17U | NICU | NICU | Welch Allyn | GS | n/a | 2015-01-29 | 2001 | 2020-01-29 | Unit replaced old one under the warranty program (the LED was not working).
67441 | Thermometers, Electronic, Thermistor/Thermocouple, Patient | Thermometers | Thermometers, Electronic, Thermistor/Thermocouple, Patient | Active | MSH | MSH | 14N | Nursing 14N Surgery |  | Cardinal Health Canada Inc | FastTemp | G1113156 | 2012-03-06 | 297.05 | 2015-03-06 | Man. Date:01/2011
67453 | Laryngoscopes, Video | Laryngoscopes | Laryngoscopes, Video | Active | MSH | MSH | 15U | Obstetrical Suite (L&D) | L&D | STORZ INSTRUMENT CO | 11302 BDX | 27076 | 2015-02-04 | 15001 | 2016-02-04 15:06
67454 | Air-oxygen Blender | Air-oxygen Blender | Air-oxygen Blender | Active | MSH | MSH | 17U | NICU | NICU | Viasys Healthcare | 10065 | AFF08483 | 2014-01-13 | 1150 | 2015-01-13 | Installed on transport asset 50057
67455 | Air-oxygen Blender | Air-oxygen Blender | Air-oxygen Blender | Active | MSH | MSH | 17U | NICU | NICU | Viasys Healthcare | 10065 | AKF07052 | 2014-01-13 | 1150 | 2015-01-13 | Unit was sent To trace logix last Dec. 5,2014 for service &PM. Came back after service Feb 3, 2015. Entered in the database 5feb 2015.
67472 | Thermometers, Electronic, Thermistor/Thermocouple, Patient | Thermometers | Thermometers, Electronic, Thermistor/Thermocouple, Patient | Active | MSH | MSH | 17U | NICU | NICU | Cardinal Health Canada Inc | FastTemp | G1113366 | 2012-03-06 | 297.05 | 2015-03-06 | Man. Date:01/2011
67476 | Sphygmomanometers, Aneroid | Sphygmomanometers | Sphygmomanometers, Aneroid | Active | MSH | MSH | 15M | Nursing 15 Murray/Antenatal | Antenatal | Welch Allyn | 111-7670-01 | 111114111850 | 2013-01-29 | 199 | 2014-01-29 13:55
67477 | Sphygmomanometers, Aneroid | Sphygmomanometers | Sphygmomanometers, Aneroid | Active | MSH | MSH | 15M | Nursing 15 Murray/Antenatal | Antenatal | Welch Allyn | 111-7670-01 | 111115150122 | 2013-01-29 | 199 | 2014-01-29 13:55
67478 | Sphygmomanometers, Aneroid | Sphygmomanometers | Sphygmomanometers, Aneroid | Active | MSH | MSH | 15M | Nursing 15 Murray/Antenatal | Antenatal | Welch Allyn | 111-7670-01 | 111114110803 | 2013-01-29 | 199 | 2014-01-29 13:55
67479 | Sphygmomanometers, Aneroid | Sphygmomanometers | Sphygmomanometers, Aneroid | Active | MSH | MSH | 15M | Nursing 15 Murray/Antenatal | Antenatal | Welch Allyn | 111-7670-01 | 111115183059 | 2013-01-29 | 199 | 2014-01-29 13:55
67480 | Sphygmomanometers, Aneroid | Sphygmomanometers | Sphygmomanometers, Aneroid | Active | MSH | MSH | 15M | Nursing 15 Murray/Antenatal | Antenatal | Welch Allyn | 111-7670-01 | 111114110433 | 2013-01-29 | 199 | 2014-01-29 13:55
67481 | Sphygmomanometers, Aneroid | Sphygmomanometers | Sphygmomanometers, Aneroid | Active | MSH | MSH | 15M | Nursing 15 Murray/Antenatal | Antenatal | Welch Allyn | 111-7670-01 | 111114215101 | 2013-01-29 | 199 | 2014-01-29 13:55
67482 | Sphygmomanometers, Aneroid | Sphygmomanometers | Sphygmomanometers, Aneroid | Active | MSH | MSH | 15M | Nursing 15 Murray/Antenatal | Antenatal | Welch Allyn | 111-7670-01 | 101220133331 | 2013-01-29 | 199 | 2014-01-29 13:55
67486 | Thermometers, Electronic, Infrared | Thermometers | Thermometers, Electronic, Infrared | Active | MSH | 60MURR | 1 | Occ Health & Safety | Occ Health & Safety | Cardinal Health Canada Inc | Genius 2 | N14579274 | 2015-02-01 | 249 | 2018-02-01
67487 | Sphygmomanometers, Aneroid | Sphygmomanometers | Sphygmomanometers, Aneroid | Active | MSH | MSH | 15M | Nursing 15 Murray/Antenatal | Antenatal | Welch Allyn | 111-7670-01 | 101028183331 | 2013-01-29 | 199 | 2014-01-29 13:55
67488 | Sphygmomanometers, Aneroid | Sphygmomanometers | Sphygmomanometers, Aneroid | Active | MSH | MSH | 15M | Nursing 15 Murray/Antenatal | Antenatal | Welch Allyn | 111-7670-01 | 101029083628 | 2013-01-29 | 199 | 2014-01-29 13:55
67489 | Sphygmomanometers, Aneroid | Sphygmomanometers | Sphygmomanometers, Aneroid | Active | MSH | MSH | 15M | Nursing 15 Murray/Antenatal | Antenatal | Welch Allyn | 111-7670-01 | 101020082058 | 2013-01-29 | 199 | 2014-01-29 13:55
67490 | Sphygmomanometers, Aneroid | Sphygmomanometers | Sphygmomanometers, Aneroid | Active | MSH | MSH | 15M | Nursing 15 Murray/Antenatal | Antenatal | Welch Allyn | 111-7670-01 | 101022142541 | 2013-01-29 | 199 | 2014-01-29 13:55
67491 | Sphygmomanometers, Aneroid | Sphygmomanometers | Sphygmomanometers, Aneroid | Active | MSH | MSH | 15M | Nursing 15 Murray/Antenatal | Antenatal | Welch Allyn | 111-7670-01 | 101210114256 | 2013-01-29 | 199 | 2014-01-29 13:55
67492 | Sphygmomanometers, Aneroid | Sphygmomanometers | Sphygmomanometers, Aneroid | Active | MSH | MSH | 15M | Nursing 15 Murray/Antenatal | Antenatal | Welch Allyn | 111-7670-01 | 101210095600 | 2013-01-29 | 199 | 2014-01-29 13:55
67493 | Sphygmomanometers, Aneroid | Sphygmomanometers | Sphygmomanometers, Aneroid | Active | MSH | MSH | 15M | Nursing 15 Murray/Antenatal | Antenatal | Welch Allyn | 111-7670-01 | 101220141029 | 2013-01-29 | 199 | 2014-01-29 13:55
67494 | Sphygmomanometers, Aneroid | Sphygmomanometers | Sphygmomanometers, Aneroid | Active | MSH | MSH | 15M | Nursing 15 Murray/Antenatal | Antenatal | Welch Allyn | 111-7670-01 | 110105111634 | 2013-01-29 | 199 | 2014-01-29 13:55
67495 | Sphygmomanometers, Aneroid | Sphygmomanometers | Sphygmomanometers, Aneroid | Active | MSH | MSH | 15M | Nursing 15 Murray/Antenatal | Antenatal | Welch Allyn | 111-7670-01 | 101220143332 | 2013-01-29 | 199 | 2014-01-29 13:55
67496 | Sphygmomanometers, Aneroid | Sphygmomanometers | Sphygmomanometers, Aneroid | Active | MSH | MSH | 15M | Nursing 15 Murray/Antenatal | Antenatal | Welch Allyn | 111-7670-01 | 101022132122 | 2013-01-29 | 199 | 2014-01-29 13:55
67497 | Sphygmomanometers, Aneroid | Sphygmomanometers | Sphygmomanometers, Aneroid | Active | MSH | MSH | 15M | Nursing 15 Murray/Antenatal | Antenatal | Welch Allyn | 111-7670-01 | 101210124513 | 2013-01-29 | 199 | 2014-01-29 13:55
67498 | Sphygmomanometers, Aneroid | Sphygmomanometers | Sphygmomanometers, Aneroid | Active | MSH | MSH | 15M | Nursing 15 Murray/Antenatal | Antenatal | Welch Allyn | 111-7670-01 | 111114110128 | 2013-01-29 | 199 | 2014-01-29 13:55
67499 | Sphygmomanometers, Aneroid | Sphygmomanometers | Sphygmomanometers, Aneroid | Active | MSH | MSH | 15M | Nursing 15 Murray/Antenatal | Antenatal | Welch Allyn | 111-7670-01 | 111114111551 | 2013-01-29 | 199 | 2014-01-29 13:55
67500 | Hysteroscopy Pump | Hysteroscopy Pump | Hysteroscopy Pump | Active | MSH | MSH | MSH | EOPS | EOPS 3th floor | STRYKER CORP | 502-000-001 | 0809CE334 | 2015-02-10 | 5001 | 2016-02-10 | Loaner during the repair of unit asset # 62599
67501 | Sphygmomanometers, Aneroid | Sphygmomanometers | Sphygmomanometers, Aneroid | Active | MSH | MSH | 15U | Obstetrical Suite (L&D) | ODU | Welch Allyn | 111-7670-01 | 110131165809 | 2013-01-29 | 199 | 2014-01-29 13:55
67502 | Sphygmomanometers, Aneroid | Sphygmomanometers | Sphygmomanometers, Aneroid | Active | MSH | MSH | 15U | Obstetrical Suite (L&D) | ODU | Welch Allyn | 111-7670-01 | 101019214840 | 2013-01-29 | 199 | 2014-01-29 13:55
67503 | Sphygmomanometers, Aneroid | Sphygmomanometers | Sphygmomanometers, Aneroid | Active | MSH | MSH | 15U | Obstetrical Suite (L&D) | ODU | Welch Allyn | 111-7670-01 | 101206120956 | 2013-01-29 | 199 | 2014-01-29 13:55
67510 | Sphygmomanometers, Aneroid | Sphygmomanometers | Sphygmomanometers, Aneroid | Active | MSH | MSH | 15U | Obstetrical Suite (L&D) | L&D | Welch Allyn | 111-7670-01 | 101019173929 | 2013-01-29 | 199 | 2014-01-29 13:55
67511 | Sphygmomanometers, Aneroid | Sphygmomanometers | Sphygmomanometers, Aneroid | Active | MSH | MSH | 15U | Obstetrical Suite (L&D) | L&D | Welch Allyn | 111-7670-01 | 101022134509 | 2013-01-29 | 199 | 2014-01-29 13:55
67512 | Sphygmomanometers, Aneroid | Sphygmomanometers | Sphygmomanometers, Aneroid | Active | MSH | MSH | 15U | Obstetrical Suite (L&D) | L&D | Welch Allyn | 111-7670-01 | 101029172431 | 2013-01-29 | 199 | 2014-01-29 13:55
67513 | Sphygmomanometers, Aneroid | Sphygmomanometers | Sphygmomanometers, Aneroid | Active | MSH | MSH | 15U | Obstetrical Suite (L&D) | L&D | Welch Allyn | 111-7670-01 | 101207122559 | 2013-01-29 | 199 | 2014-01-29 13:55
67514 | Sphygmomanometers, Aneroid | Sphygmomanometers | Sphygmomanometers, Aneroid | Active | MSH | MSH | 15U | Obstetrical Suite (L&D) | L&D | Welch Allyn | 111-7670-01 | 101207180532 | 2013-01-29 | 199 | 2014-01-29 13:55
67515 | Sphygmomanometers, Aneroid | Sphygmomanometers | Sphygmomanometers, Aneroid | Active | MSH | MSH | 15U | Obstetrical Suite (L&D) | L&D | Welch Allyn | 111-7670-01 | 101210124914 | 2013-01-29 | 199 | 2014-01-29 13:55
67516 | Sphygmomanometers, Aneroid | Sphygmomanometers | Sphygmomanometers, Aneroid | Active | MSH | MSH | 15U | Obstetrical Suite (L&D) | L&D | Welch Allyn | 111-7670-01 | 101206122812 | 2013-01-29 | 199 | 2014-01-29 13:55
67517 | Sphygmomanometers, Aneroid | Sphygmomanometers | Sphygmomanometers, Aneroid | Active | MSH | MSH | 15U | Obstetrical Suite (L&D) | L&D | Welch Allyn | 111-7670-01 | 110131135048 | 2013-01-29 | 199 | 2014-01-29 13:55
67521 | Monitors, Vital Signs | Monitors, Vital Signs | Monitors, Vital Signs | Active | MSH | MSH | 1 | Emergency | Biomed | Welch Allyn | 64NXXX-B - CVSM 6000 | 100000020215 | 2015-02-07 | 3501 | 2017-02-07 | Battery Li-ion.
67570 | Infusion Pumps, Syringe | INFUSION PUMPS | Infusion Pumps, Syringe | Active | MSH | MSH | 17U | NICU | NICU | B.BRAUN | 8713030C | 263927 | 2015-02-18 | 2800 | 2016-02-18 | NICU transport pump. Pole clamp - SN 348409
67571 | Infusion Pumps, Syringe | INFUSION PUMPS | Infusion Pumps, Syringe | Active | MSH | MSH | 17U | NICU | NICU | B.BRAUN | 8713030C | 263933 | 2015-02-18 | 2800 | 2016-02-18 | NICU transport pump. Pole clamp - SN 348420
67572 | Infusion Pumps, Syringe | INFUSION PUMPS | Infusion Pumps, Syringe | Active | MSH | MSH | 17U | NICU | NICU | B.BRAUN | 8713030C | 263918 | 2015-02-18 | 2800 | 2016-02-18 | NICU transport pump. Pole clamp - SN 348419
67573 | Infusion Pumps, Syringe | INFUSION PUMPS | Infusion Pumps, Syringe | Active | MSH | MSH | 17U | NICU | NICU | B.BRAUN | 8713030C | 263940 | 2015-02-18 | 2800 | 2016-02-18 | NICU transport pump. Pole clamp - SN 348410
67574 | Infusion Pumps, Syringe | INFUSION PUMPS | Infusion Pumps, Syringe | Active | MSH | MSH | 17U | NICU | NICU | B.BRAUN | 8713030C | 263919 | 2015-02-18 | 2800 | 2016-02-18 | NICU transport pump. Pole clamp - SN 348431
67593 | Sphygmomanometers, Aneroid | Sphygmomanometers | Sphygmomanometers, Aneroid | Active | MSH | MSH | 15U | Obstetrical Suite (L&D) | L&D | Welch Allyn | 111-7670-01 | 141118222055 | 2013-01-29 | 199 | 2014-01-29 13:55
67594 | Sphygmomanometers, Aneroid | Sphygmomanometers | Sphygmomanometers, Aneroid | Active | MSH | MSH | 15U | Obstetrical Suite (L&D) | L&D | Welch Allyn | 111-7670-01 | 141118220385 | 2013-01-29 | 199 | 2014-01-29 13:55
67595 | Sphygmomanometers, Aneroid | Sphygmomanometers | Sphygmomanometers, Aneroid | Active | MSH | MSH | 15U | Obstetrical Suite (L&D) | L&D | Welch Allyn | 111-7670-01 | 141116004175 | 2013-01-29 | 199 | 2014-01-29 13:55
67596 | Sphygmomanometers, Aneroid | Sphygmomanometers | Sphygmomanometers, Aneroid | Active | MSH | MSH | 15U | Obstetrical Suite (L&D) | L&D | Welch Allyn | 111-7670-01 | 141122041025 | 2013-01-29 | 199 | 2014-01-29 13:55
67597 | Sphygmomanometers, Aneroid | Sphygmomanometers | Sphygmomanometers, Aneroid | Active | MSH | MSH | 15U | Obstetrical Suite (L&D) | L&D | Welch Allyn | 111-7670-01 | 141122041445 | 2013-01-29 | 199 | 2014-01-29 13:55
67598 | Sphygmomanometers, Aneroid | Sphygmomanometers | Sphygmomanometers, Aneroid | Active | MSH | MSH | 15U | Obstetrical Suite (L&D) | L&D | Welch Allyn | 111-7670-01 | 141122043185 | 2013-01-29 | 199 | 2014-01-29 13:55
67599 | Sphygmomanometers, Aneroid | Sphygmomanometers | Sphygmomanometers, Aneroid | Active | MSH | MSH | 15U | Obstetrical Suite (L&D) | L&D | Welch Allyn | 111-7670-01 | 141122041335 | 2013-01-29 | 199 | 2014-01-29 13:55
67600 | Sphygmomanometers, Aneroid | Sphygmomanometers | Sphygmomanometers, Aneroid | Active | MSH | MSH | 15U | Obstetrical Suite (L&D) | L&D | Welch Allyn | 111-7670-01 | 141121060685 | 2013-01-29 | 199 | 2014-01-29 13:55
67601 | Sphygmomanometers, Aneroid | Sphygmomanometers | Sphygmomanometers, Aneroid | Active | MSH | MSH | 15U | Obstetrical Suite (L&D) | L&D | Welch Allyn | 111-7670-01 | 141122042095 | 2013-01-29 | 199 | 2014-01-29 13:55
67602 | Sphygmomanometers, Aneroid | Sphygmomanometers | Sphygmomanometers, Aneroid | Active | MSH | MSH | 15U | Obstetrical Suite (L&D) | L&D | Welch Allyn | 111-7670-01 | 141118222165 | 2013-01-29 | 199 | 2014-01-29 13:55
67603 | Sphygmomanometers, Aneroid | Sphygmomanometers | Sphygmomanometers, Aneroid | Active | MSH | MSH | 15U | Obstetrical Suite (L&D) | L&D | Welch Allyn | 111-7670-01 | 141122040915 | 2013-01-29 | 199 | 2014-01-29 13:55
67605 | Sphygmomanometers, Aneroid | Sphygmomanometers | Sphygmomanometers, Aneroid | Active | MSH | MSH | 15U | Obstetrical Suite (L&D) | L&D | Welch Allyn | 111-7670-01 | 141118220405 | 2013-01-29 | 199 | 2014-01-29 13:55
67606 | Sphygmomanometers, Aneroid | Sphygmomanometers | Sphygmomanometers, Aneroid | Active | MSH | MSH | 15U | Obstetrical Suite (L&D) | L&D | Welch Allyn | 111-7670-01 | 141122042535 | 2013-01-29 | 199 | 2014-01-29 13:55
67607 | Sphygmomanometers, Aneroid | Sphygmomanometers | Sphygmomanometers, Aneroid | Active | MSH | MSH | 3 | Emergency | Emergency | Welch Allyn | 111-7670-01 | 141118222275 | 2013-01-29 | 199 | 2014-01-29
67608 | Sphygmomanometers, Aneroid | Sphygmomanometers | Sphygmomanometers, Aneroid | Active | MSH | MSH | 15U | Obstetrical Suite (L&D) | L&D | Welch Allyn | 111-7670-01 | 141118220835 | 2013-01-29 | 199 | 2014-01-29 13:55
67609 | Sphygmomanometers, Aneroid | Sphygmomanometers | Sphygmomanometers, Aneroid | Active | MSH | MSH | 15U | Obstetrical Suite (L&D) | L&D | Welch Allyn | 111-7670-01 | 141121055355 | 2013-01-29 | 199 | 2014-01-29 13:55
67610 | Sphygmomanometers, Aneroid | Sphygmomanometers | Sphygmomanometers, Aneroid | Active | MSH | MSH | 15U | Obstetrical Suite (L&D) | L&D | Welch Allyn | 111-7670-01 | 141122041555 | 2013-01-29 | 199 | 2014-01-29 13:55
67611 | Sphygmomanometers, Aneroid | Sphygmomanometers | Sphygmomanometers, Aneroid | Active | MSH | MSH | 15U | Obstetrical Suite (L&D) | L&D | Welch Allyn | 111-7670-01 | 141122040805 | 2013-01-29 | 199 | 2014-01-29 13:55
67612 | Sphygmomanometers, Aneroid | Sphygmomanometers | Sphygmomanometers, Aneroid | Active | MSH | MSH | 15U | Obstetrical Suite (L&D) | L&D | Welch Allyn | 111-7670-01 | 141121061515 | 2013-01-29 | 199 | 2014-01-29 13:55
67613 | Sphygmomanometers, Aneroid | Sphygmomanometers | Sphygmomanometers, Aneroid | Active | MSH | MSH | 15U | Obstetrical Suite (L&D) | L&D | Welch Allyn | 111-7670-01 | 141122041765 | 2013-01-29 | 199 | 2014-01-29 13:55
67614 | Sphygmomanometers, Aneroid | Sphygmomanometers | Sphygmomanometers, Aneroid | Active | MSH | MSH | 15U | Obstetrical Suite (L&D) | L&D | Welch Allyn | 111-7670-01 | 141121052975 | 2013-01-29 | 199 | 2014-01-29 13:55
67615 | Sphygmomanometers, Aneroid | Sphygmomanometers | Sphygmomanometers, Aneroid | Active | MSH | MSH | 15U | Obstetrical Suite (L&D) | L&D | Welch Allyn | 111-7670-01 | 141115233155 | 2013-01-29 | 199 | 2014-01-29 13:55
67616 | Sphygmomanometers, Aneroid | Sphygmomanometers | Sphygmomanometers, Aneroid | Active | MSH | MSH | 15U | Obstetrical Suite (L&D) | L&D | Welch Allyn | 111-7670-01 | 141121061305 | 2013-01-29 | 199 | 2014-01-29 13:55
67618 | Monitors, Physiologic, Multipurpose, Bedside | Monitors, Physiologic | Monitors, Physiologic, Multipurpose, Bedside | Active | MSH | MSH | 1 | Resp Therapy (Anesthesia) | BIOMED - OR SPARE | Philips Healthcare | 865240 - MX800 | DE47737682 | 2015-02-23 | 20308 | 2016-02-23 | This is spare NICU monitor. Changed to OR Spare monitor on January 22, 2019. Philips upgraded the software to REV L.01.21 and uploaded the OR profile.
67620 | ENT Treatment Cabinet | ENT Treatment Cabinet | ENT Treatment Cabinet | Active | MSH | MSH | 4 | ENT Clinic | 4 | MTI | TC100A | 150105045 | 2015-02-23 | 3535 | 2016-02-23 | MTI phone #:801-887-5114
67621 | ENT Treatment Cabinet | ENT Treatment Cabinet | ENT Treatment Cabinet | Active | MSH | MSH | MSH | ENT Clinic | Otolaringology, MSH | MTI | TC100A | 150105044 | 2015-02-23 | 3535 | 2016-02-23 10:44 | MTI phone #:801-887-5114
67622 | Display Monitor, Flat Panel | Display Monitor | Display Monitor, Flat Panel | Active | MSH | MSH | MSH | Anesthesia | Anesthesia, MSH | STORZ INSTRUMENT CO | 8403ZX | YV3476 | 2015-02-23 | 5001 | 2016-02-23
67623 | RACKS, MODULE | Physiologic Monitor Modules | Physiologic Monitor Module Housings | Active | MSH | MSH | 5 | PACU | PACU | Philips Healthcare | M8048A | DE439D0431 | 2015-02-23 | 1200 | 2016-02-23
67627 | Thermometers, Electronic, Infrared | Thermometers | Thermometers, Electronic, Infrared | Active | MSH | MSH | 11S | Nursing 11S Medicine |  | Cardinal Health Canada Inc | Genius 2 | N17516871 | 2015-02-01 | 249 | 2018-02-01 | Vendor replaced the N14600823 by N15601187 Apr 2016
67629 | Sphygmomanometers, Aneroid | Sphygmomanometers | Sphygmomanometers, Aneroid | Active | MSH | MSH | MSH | ECG Unit | Cardiology Research | Welch Allyn | 111-7670-01 | 140930162945 | 2015-01-29 | 199 | 2017-01-29 13:55 | Dr. John Parker, Room# 1609, with stand. Vendor replaced sn.140930211585 with sn.140930162945
67631 | Monitors, Bedside, Fetal | Monitors | Monitors, Bedside, Fetal | Active | MSH | MSH | 15U | Obstetrical Suite (L&D) | L&D Triage , Room G | Philips Healthcare | M2705A - FM50 | DE46110930 | 2014-08-11 | 15963 | 2015-08-11 | FM 50
67632 | Air-oxygen Blender | Air-oxygen Blender | Air-oxygen Blender | Active | MSH | MSH | 17U | NICU | NICU | Viasys Healthcare | 10065 | BDF08820 | 2014-01-13 | 1150 | 2015-01-13 | Unit was sent To trace logix last Dec. 5,2014 for service &PM. Calibrated and tested 19feb2015 Came back after service Mar 4, 2015. Entered in the database 4mar2015.
67634 | Air-oxygen Blender | Air-oxygen Blender | Air-oxygen Blender | Active | MSH | MSH | 17U | NICU | NICU | Viasys Healthcare | 10065 | BDF08815 | 2014-01-13 | 1150 | 2015-01-13 | Unit was sent To trace logix last Dec. 5,2014 for service &PM. Calibrated and tested 20feb2015 Came back after service Mar 4, 2015. Entered in the database 4mar2015.
67637 | Transducer, Fetal Monitoring | Transducer | Transducer, Fetal Monitoring | Active | MSH | MSH | 15U | Obstetrical Suite (L&D) | L&D | Philips Healthcare | 866075 | DE44901558 | 2015-02-24 | 2001 | 2016-03-24 | Acceptance based on installation date.
67638 | Transducer, Fetal Monitoring, CL TOCO+ | Transducer | Transducer, Fetal Monitoring | Active | MSH | MSH | MSH | Obstetrical Suite (L&D) | 15 Flr | Philips Healthcare | 866075 | DE44901600 | 2015-02-24 | 2001 | 2016-03-24 | Acceptance based on installation date.
67640 | Transducer, Fetal Monitoring, CL TOCO+ | Transducer | Transducer, Fetal Monitoring | Active | MSH | MSH | MSH | Obstetrical Suite (L&D) | 15 Flr | Philips Healthcare | 866075 | DE44901601 | 2015-02-24 | 2001 | 2016-03-24 | Acceptance based on installation date.
67641 | Fetal Monitoring | Fetal Monitoring | Monitors, Physiologic, Fetal | Active | MSH | MSH | MSH | Obstetrical Suite (L&D) | 15 Flr | Philips Healthcare | 866075 | DE44901603 | 2015-02-24 | 2001 | 2016-03-24 | Acceptance based on installation date.
67643 | Transducer, Fetal Monitoring | Transducer | Transducer, Fetal Monitoring | Active | MSH | MSH | 15U | Obstetrical Suite (L&D) | L&D | Philips Healthcare | 866075 | DE44901605 | 2015-02-24 | 2001 | 2016-03-24 | Acceptance based on installation date.
67644 | Transducer, Fetal Monitoring | Transducer | Transducer, Fetal Monitoring | Active | MSH | MSH | 15U | Obstetrical Suite (L&D) | L&D | Philips Healthcare | 866075 | DE44901608 | 2015-02-24 | 2001 | 2016-03-24 | Acceptance based on installation date.
67645 | Transducer, Fetal Monitoring | Transducer | Transducer, Fetal Monitoring | Active | MSH | MSH | MSH | Obstetrical Suite (L&D) | 15 Flr | Philips Healthcare | 866075 | DE44901652 | 2015-02-24 | 2001 | 2016-03-24 | Acceptance based on installation date.
67646 | Fetal Monitoring | Fetal Monitoring | Monitors, Physiologic, Fetal | Active | MSH | MSH | MSH | Obstetrical Suite (L&D) | 15 Flr | Philips Healthcare | 866075 | DE44901655 | 2015-02-24 | 2001 | 2016-03-24 | Acceptance based on installation date.
67647 | Fetal Monitoring | Fetal Monitoring | Monitors, Physiologic, Fetal | Active | MSH | MSH | MSH | Obstetrical Suite (L&D) | 15 Flr | Philips Healthcare | 866075 | DE44901657 | 2015-02-24 | 2001 | 2016-03-24 | Acceptance based on installation date.
67650 | Transducer, Fetal Monitoring, CL TOCO+ | Transducer | Transducer, Fetal Monitoring | Active | MSH | MSH | 15U | Obstetrical Suite (L&D) | L&D | Philips Healthcare | 866075 | DE44901660 | 2015-02-24 | 2001 | 2016-03-24 | Acceptance based on installation date.
67652 | Fetal Monitoring | Fetal Monitoring | Monitors, Physiologic, Fetal | Active | MSH | MSH | MSH | Obstetrical Suite (L&D) | 15 Flr | Philips Healthcare | 866075 | DE44901668 | 2015-02-24 | 2001 | 2016-03-24 | Acceptance based on installation date.
67654 | Transducer, Fetal Monitoring, CL TOCO+ | Transducer | Transducer, Fetal Monitoring | Active | MSH | MSH | MSH | Obstetrical Suite (L&D) | 15 Flr | Philips Healthcare | 866075 | DE44901672 | 2015-02-24 | 2001 | 2016-03-24 | Acceptance based on installation date.
67655 | Fetal Monitoring | Fetal Monitoring | Monitors, Physiologic, Fetal | Active | MSH | MSH | MSH | Obstetrical Suite (L&D) | 15 Flr | Philips Healthcare | 866075 | DE44901574 | 2015-02-24 | 2001 | 2016-03-24 | Acceptance based on installation date.
67656 | Fetal Monitoring | Fetal Monitoring | Monitors, Physiologic, Fetal | Active | MSH | MSH | MSH | Obstetrical Suite (L&D) | 15 Flr | Philips Healthcare | 866075 | DE44901647 | 2015-02-24 | 2001 | 2016-03-24 | Acceptance based on installation date.
67658 | Sphygmomanometers, Electronic, Automatic | Sphygmomanometers | Sphygmomanometers, Electronic, Automatic | Active | MSH | MSH | MSH | Obstetrical Suite (L&D) | 15 Flr | Philips Healthcare | 865216 | DE51803724 | 2015-02-24 | 5001 | 2016-02-24 | Acceptance date based on date of installation.
67659 | Sphygmomanometers, Electronic, Automatic | Sphygmomanometers | Sphygmomanometers, Electronic, Automatic | Active | MSH | MSH | MSH | Obstetrical Suite (L&D) | 15 Flr | Philips Healthcare | 865216 | DE51803728 | 2015-02-24 | 5001 | 2016-02-24 | Acceptance date based on date of installation.
67660 | Sphygmomanometers, Electronic, Automatic | Sphygmomanometers | Sphygmomanometers, Electronic, Automatic | Active | MSH | MSH | MSH | Obstetrical Suite (L&D) | 15 Flr | Philips Healthcare | 865216 | DE51803729 | 2015-02-24 | 5001 | 2016-02-24 | Acceptance date based on date of installation.
67661 | Sphygmomanometers, Electronic, Automatic | Sphygmomanometers | Sphygmomanometers, Electronic, Automatic | Active | MSH | MSH | MSH | Obstetrical Suite (L&D) | 15 Flr | Philips Healthcare | 865216 | DE51803731 | 2015-02-24 | 5001 | 2016-02-24 | Acceptance date based on date of installation.
67662 | Sphygmomanometers, Electronic, Automatic | Sphygmomanometers | Sphygmomanometers, Electronic, Automatic | Active | MSH | MSH | MSH | Obstetrical Suite (L&D) | 15 Flr | Philips Healthcare | 865216 | DE51803737 | 2015-02-24 | 5001 | 2016-02-24 | Acceptance date based on date of installation.
67663 | Sphygmomanometers, Electronic, Automatic | Sphygmomanometers | Sphygmomanometers, Electronic, Automatic | Active | MSH | MSH | MSH | Obstetrical Suite (L&D) | 15 Flr | Philips Healthcare | 865216 | DE51803738 | 2015-02-24 | 5001 | 2016-02-24 | Acceptance date based on date of installation.
67664 | Sphygmomanometers, Electronic, Automatic | Sphygmomanometers | Sphygmomanometers, Electronic, Automatic | Active | MSH | MSH | MSH | Obstetrical Suite (L&D) | 15 Flr | Philips Healthcare | 865216 | DE51803740 | 2015-02-24 | 5001 | 2016-02-24 | Acceptance date based on date of installation.
67665 | Sphygmomanometers, Electronic, Automatic | Sphygmomanometers | Sphygmomanometers, Electronic, Automatic | Active | MSH | MSH | MSH | Obstetrical Suite (L&D) | 15 Flr | Philips Healthcare | 865216 | DE51803711 | 2015-02-24 | 5001 | 2016-02-24 | Acceptance date based on date of installation.
67666 | Sphygmomanometers, Electronic, Automatic | Sphygmomanometers | Sphygmomanometers, Electronic, Automatic | Active | MSH | MSH | MSH | Obstetrical Suite (L&D) | 15 Flr | Philips Healthcare | 865216 | DE51803712 | 2015-02-24 | 5001 | 2016-02-24 | Acceptance date based on date of installation.
67667 | Sphygmomanometers, Electronic, Automatic | Sphygmomanometers | Sphygmomanometers, Electronic, Automatic | Active | MSH | MSH | MSH | Obstetrical Suite (L&D) | 15 Flr | Philips Healthcare | 865216 | DE51803713 | 2015-02-24 | 5001 | 2016-02-24 | Acceptance date based on date of installation.
67668 | Sphygmomanometers, Electronic, Automatic | Sphygmomanometers | Sphygmomanometers, Electronic, Automatic | Active | MSH | MSH | MSH | Obstetrical Suite (L&D) | 15 Flr | Philips Healthcare | 865216 | DE51803714 | 2015-02-24 | 5001 | 2016-02-24 | Acceptance date based on date of installation.
67669 | Sphygmomanometers, Electronic, Automatic | Sphygmomanometers | Sphygmomanometers, Electronic, Automatic | Active | MSH | MSH | MSH | Obstetrical Suite (L&D) | 15 Flr | Philips Healthcare | 865216 | DE51803722 | 2015-02-24 | 5001 | 2016-02-24 | Acceptance date based on date of installation.
67670 | Sphygmomanometers, Electronic, Automatic | Sphygmomanometers | Sphygmomanometers, Electronic, Automatic | Active | MSH | MSH | MSH | Obstetrical Suite (L&D) | 15 Flr | Philips Healthcare | 865216 | DE51803723 | 2015-02-24 | 5001 | 2016-02-24 | Acceptance date based on date of installation.
67671 | Sphygmomanometers, Electronic, Automatic | Sphygmomanometers | Sphygmomanometers, Electronic, Automatic | Active | MSH | MSH | MSH | Obstetrical Suite (L&D) | 15 Flr | Philips Healthcare | 865216 | DE51803726 | 2015-02-24 | 5001 | 2016-02-24 | Acceptance date based on date of installation.
67672 | Base Charging Station, Avalon Cableless | Base Charging Station | Base Charging Station, Avalon Cableless | Active | MSH | MSH | MSH | Obstetrical Suite (L&D) | 15 Flr | Philips Healthcare | 866074 | DE44801686 | 2015-03-07 | 1001 | 2016-03-07
67673 | Base Charging Station, Avalon Cableless | Base Charging Station | Base Charging Station, Avalon Cableless | Active | MSH | MSH | MSH | Obstetrical Suite (L&D) | 15 Flr | Philips Healthcare | 866074 | DE44801669 | 2015-03-07 | 1001 | 2016-03-07
67674 | Base Charging Station, Avalon Cableless | Base Charging Station | Base Charging Station, Avalon Cableless | Active | MSH | MSH | MSH | Obstetrical Suite (L&D) | 15 Flr | Philips Healthcare | 866074 | DE44801678 | 2015-03-07 | 1001 | 2016-03-07
67675 | Base Charging Station, Avalon Cableless | Base Charging Station | Base Charging Station, Avalon Cableless | Active | MSH | MSH | MSH | Obstetrical Suite (L&D) | 15 Flr | Philips Healthcare | 866074 | DE44801647 | 2015-03-07 | 1001 | 2016-03-07
67676 | Base Charging Station, Avalon Cableless | Base Charging Station | Base Charging Station, Avalon Cableless | Active | MSH | MSH | MSH | Obstetrical Suite (L&D) | 15 Flr | Philips Healthcare | 866074 | DE44801679 | 2015-03-07 | 1001 | 2016-03-07
67677 | Base Charging Station, Avalon Cableless | Base Charging Station | Base Charging Station, Avalon Cableless | Active | MSH | MSH | MSH | Obstetrical Suite (L&D) | 15 Flr | Philips Healthcare | 866074 | DE44801675 | 2015-03-07 | 1001 | 2016-03-07
67678 | Base Charging Station, Avalon Cableless | Base Charging Station | Base Charging Station, Avalon Cableless | Active | MSH | MSH | MSH | Obstetrical Suite (L&D) | 15 Flr | Philips Healthcare | 866074 | DE44801685 | 2015-03-07 | 1001 | 2016-03-07
67679 | Base Charging Station, Avalon Cableless | Base Charging Station | Base Charging Station, Avalon Cableless | Active | MSH | MSH | MSH | Obstetrical Suite (L&D) | 15 Flr | Philips Healthcare | 866074 | DE44801681 | 2015-03-07 | 1001 | 2016-03-07
67680 | Base Charging Station, Avalon Cableless | Base Charging Station | Base Charging Station, Avalon Cableless | Active | MSH | MSH | MSH | Obstetrical Suite (L&D) | 15 Flr | Philips Healthcare | 866074 | DE44801644 | 2015-03-07 | 1001 | 2016-03-07
67681 | Base Charging Station, Avalon Cableless | Base Charging Station | Base Charging Station, Avalon Cableless | Active | MSH | MSH | MSH | Obstetrical Suite (L&D) | 15 Flr | Philips Healthcare | 866074 | DE44801672 | 2015-03-07 | 1001 | 2016-03-07
67682 | Base Charging Station, Avalon Cableless | Base Charging Station | Base Charging Station, Avalon Cableless | Active | MSH | MSH | MSH | Obstetrical Suite (L&D) | 15 Flr | Philips Healthcare | 866074 | DE44801645 | 2015-03-07 | 1001 | 2016-03-07
67683 | Base Charging Station, Avalon Cableless | Base Charging Station | Base Charging Station, Avalon Cableless | Active | MSH | MSH | MSH | Obstetrical Suite (L&D) | 15 Flr | Philips Healthcare | 866074 | DE44801648 | 2015-03-07 | 1001 | 2016-03-07
67684 | Base Charging Station, Avalon Cableless | Base Charging Station | Base Charging Station, Avalon Cableless | Active | MSH | MSH | MSH | Obstetrical Suite (L&D) | 15 Flr | Philips Healthcare | 866074 | DE44801648 | 2015-03-07 | 1001 | 2016-03-07
67686 | Base Charging Station, Avalon Cableless | Base Charging Station | Base Charging Station, Avalon Cableless | Active | MSH | MSH | MSH | Obstetrical Suite (L&D) | 15 Flr | Philips Healthcare | 866074 | DE44801682 | 2015-03-07 | 1001 | 2016-03-07
67687 | Base Charging Station, Avalon Cableless | Base Charging Station | Base Charging Station, Avalon Cableless | Active | MSH | MSH | MSH | Obstetrical Suite (L&D) | 15 Flr | Philips Healthcare | 866074 | DE44801682 | 2015-03-07 | 1001 | 2016-03-07
67688 | Base Charging Station, Avalon Cableless | Base Charging Station | Base Charging Station, Avalon Cableless | Active | MSH | MSH | MSH | Obstetrical Suite (L&D) | 15 Flr | Philips Healthcare | 866074 | DE44801649 | 2015-03-07 | 1001 | 2016-03-07
67689 | Base Charging Station, Avalon Cableless | Base Charging Station | Base Charging Station, Avalon Cableless | Active | MSH | MSH | MSH | Obstetrical Suite (L&D) | 15 Flr | Philips Healthcare | 866074 | DE44801641 | 2015-03-07 | 1001 | 2016-03-07
67690 | Variable Speed Air Supply Unit | Variable Speed Air Supply Unit | Variable Speed Air Supply Unit | Active | MSH | MSH | 9 | Nursing 9S Psychiatry | 9th Floor | HoverTech | HTAIR1200 | SN2E051491 | 2015-03-12 | 974 | 2016-03-14
67693 | Fetal Monitoring | Fetal Monitoring | Monitors, Physiologic, Fetal | Active | MSH | MSH | MSH | Obstetrical Suite (L&D) | 15 Flr | Philips Healthcare | 866075 | DE44901571 | 2015-02-24 | 2001 | 2016-03-24 | Acceptance based on installation date.
67695 | Fetal Monitoring | Fetal Monitoring | Monitors, Physiologic, Fetal | Active | MSH | MSH | MSH | Obstetrical Suite (L&D) | 15 Flr | Philips Healthcare | 866075 | DE44901576 | 2015-02-24 | 2001 | 2016-03-24 | Acceptance based on installation date.
67696 | Fetal Monitoring | Fetal Monitoring | Monitors, Physiologic, Fetal | Active | MSH | MSH | MSH | Obstetrical Suite (L&D) | 15 Flr | Philips Healthcare | 866075 | DE44901554 | 2015-02-24 | 2001 | 2016-03-24 | Acceptance based on installation date.
67699 | Fetal Monitoring | Fetal Monitoring | Monitors, Physiologic, Fetal | Active | MSH | MSH | MSH | Obstetrical Suite (L&D) | 15 Flr | Philips Healthcare | 866075 | DE44901651 | 2015-02-24 | 2001 | 2016-03-24 | Acceptance based on installation date.
67700 | Fetal Monitoring | Fetal Monitoring | Monitors, Physiologic, Fetal | Active | MSH | MSH | MSH | Obstetrical Suite (L&D) | 15 Flr | Philips Healthcare | 866075 | DE44901556 | 2015-02-24 | 2001 | 2016-03-24 | Acceptance based on installation date.
67704 | Fetal Monitoring | Fetal Monitoring | Monitors, Physiologic, Fetal | Active | MSH | MSH | MSH | Obstetrical Suite (L&D) | 15 Flr | Philips Healthcare | 866075 | DE44901572 | 2015-02-24 | 2001 | 2016-03-24 | Acceptance based on installation date.
67705 | Fetal Monitoring | Fetal Monitoring | Monitors, Physiologic, Fetal | Active | MSH | MSH | MSH | Obstetrical Suite (L&D) | 15 Flr | Philips Healthcare | 866075 | DE44901649 | 2015-02-24 | 2001 | 2016-03-24 | Acceptance based on installation date.
67712 | Transducer, Fetal Monitoring | Transducer | Transducer, Fetal Monitoring | Active | MSH | MSH | MSH | Obstetrical Suite (L&D) | 15 Flr | Philips Healthcare | 866076 | DE45002065 | 2015-02-24 | 1001 | 2016-02-24 10:33
67717 | Transducer, Fetal Monitoring | Transducer | Transducer, Fetal Monitoring | Active | MSH | MSH | MSH | Obstetrical Suite (L&D) | 15 Flr | Philips Healthcare | 866076 | DE45002001 | 2015-02-24 | 1001 | 2016-02-24 10:33
67719 | Transducer, Fetal Monitoring | Transducer | Transducer, Fetal Monitoring | Active | MSH | MSH | MSH | Obstetrical Suite (L&D) | 15 Flr | Philips Healthcare | 866076 | DE45002019 | 2015-02-24 | 1001 | 2016-02-24 10:33
67720 | Transducer, Fetal Monitoring | Transducer | Transducer, Fetal Monitoring | Active | MSH | MSH | MSH | Obstetrical Suite (L&D) | 15 Flr | Philips Healthcare | 866076 | DE45002050 | 2015-02-24 | 1001 | 2016-02-24 10:33
67739 | Thermometers, Electronic, Infrared | Thermometers | Thermometers, Electronic, Infrared | Active | MSH | MSH | 12N | General Oncology Clinic | Oncology | Cardinal Health Canada Inc | Genius 2 | N15501057 | 2015-02-01 | 249 | 2018-02-01
67740 | Thermometers, Electronic, Infrared | Thermometers | Thermometers, Electronic, Infrared | Active | MSH | MSH | 12N | General Oncology Clinic | Oncology | Cardinal Health Canada Inc | Genius 2 | N14579352 | 2015-02-01 | 249 | 2018-02-01
67741 | Thermometers, Electronic, Thermistor/Thermocouple, Patient | Thermometers | Thermometers, Electronic, Thermistor/Thermocouple, Patient | Active | MSH | MSH | 14N | Nursing 14N Surgical SDU | Step Down Unit | Cardinal Health Canada Inc | Filac 3000 AD | A1458552X | 2014-09-22 | 249 | 2014-09-22 | Vendor Replaced the A1364396A by A1458552X
67743 | Monitors, Vital Signs | Monitors, Vital Signs | Monitors, Vital Signs | Active | MSH | MSH | 4 | Express Admission Unit | GIM clinic | Welch Allyn | 64MXXX - CVSM 6000 | 100033221115 | 2015-03-24 | 3501 | 2017-03-24 | Battery Li-ion.
67744 | Monitors, Vital Signs | Monitors, Vital Signs | Monitors, Vital Signs | Active | MSH | 60MURR | 2 | Rheumatology | Rheumatology | Welch Allyn | 64MXXX - CVSM 6000 | 100027611015 | 2015-03-24 | 3501 | 2017-03-24 | Battery Li-ion.
67745 | Monitors, Vital Signs | Monitors, Vital Signs | Monitors, Vital Signs | Active | MSH | 60MURR | 2 | Nursing 14N Surgery | Dr. Quinn | Welch Allyn | 64MXXX - CVSM 6000 | 100034341115 | 2015-03-24 | 3501 | 2017-03-24 | Battery Li-ion.
67746 | Beds, Electric | Beds | Beds, Electric | Active | MSH | MSH | 11S | Nursing 11S Medicine |  | CHG Hospital Beds | N3F02CE | 032153 | 2015-03-25 | 12001 | 2016-03-25 12:58
67747 | Beds, Electric | Beds | Beds, Electric | Active | MSH | MSH | 14N | Nursing 14N Surgical SDU | Step Down Unit | CHG Hospital Beds | N3F02CE | 031251 | 2015-03-25 | 12001 | 2016-03-25 12:58
67749 | Beds, Electric | Beds | Beds, Electric | Active | MSH | MSH | 10N | Nursing 10S Geriatrics | Geriatrics | CHG Hospital Beds | N3F02CE | 031252 | 2015-03-26 | 12001 | 2016-03-26
67750 | Beds, Electric | Beds | Beds, Electric | Active | MSH | MSH | 10N | Nursing 10S Geriatrics | Geriatrics | CHG Hospital Beds | N3F02CE | 031255 | 2015-03-26 | 12001 | 2016-03-26
67751 | Beds, Electric | Beds | Beds, Electric | Active | MSH | MSH | 12S | Nursing 12S Medicine |  | CHG Hospital Beds | N3F02CE | 031254 | 2015-03-26 | 12001 | 2016-03-26
67753 | Thermometers, Electronic, Thermistor/Thermocouple, Patient | Thermometers | Thermometers, Electronic, Thermistor/Thermocouple, Patient | Active | MSH | MSH | 17U | NICU | NICU | Cardinal Health Canada Inc | FastTemp | G0912549 | 2008-03-28 | 350 | 2009-03-28 08:50
67754 | Beds, Electric | Beds | Beds, Electric | Active | MSH | MSH | 12S | Nursing 12S Medicine |  | CHG Hospital Beds | N3F02CE | 031256 | 2015-03-27 | 12001 | 2016-03-28
67755 | Infusion Pumps, Patient-Controlled Analgesic | INFUSION PUMPS | Infusion Pumps, Patient-Controlled Analgesic | Active | MSH | MSH | 7 | PACU | PACU | SIMS Deltec Ltd. | 2110 | 1065370 | 2015-04-01 | 4935 | 2017-04-01 | Man. Date: 2015-01, yellow keypad, PCEA
67756 | Infusion Pumps, Patient-Controlled Analgesic | INFUSION PUMPS | Infusion Pumps, Patient-Controlled Analgesic | Active | MSH | MSH | 7 | PACU | PACU | SIMS Deltec Ltd. | 2110 | 1065371 | 2015-04-01 | 4935 | 2017-04-01 | Man. Date: 2015-01, yellow keypad, PCEA
67757 | Infusion Pumps, Patient-Controlled Analgesic | INFUSION PUMPS | Infusion Pumps, Patient-Controlled Analgesic | Active | MSH | MSH | 7 | PACU | PACU | SIMS Deltec Ltd. | 2110 | 1065372 | 2015-04-01 | 4935 | 2017-04-01 | Man. Date: 2015-01, yellow keypad, PCEA
67758 | Infusion Pumps, Patient-Controlled Analgesic | INFUSION PUMPS | Infusion Pumps, Patient-Controlled Analgesic | Active | MSH | MSH | 7 | PACU | PACU | SIMS Deltec Ltd. | 2110 | 1065373 | 2015-04-01 | 4935 | 2017-04-01 | Man. Date: 2015-01, yellow keypad, PCEA
67759 | Infusion Pumps, Patient-Controlled Analgesic | INFUSION PUMPS | Infusion Pumps, Patient-Controlled Analgesic | Active | MSH | MSH | 5 | PACU | PACU | SIMS Deltec Ltd. | 2110 | 1065374 | 2015-04-01 | 4935 | 2017-04-01 | Man. Date: 2015-01, yellow keypad, PCEA
67760 | Infusion Pumps, Patient-Controlled Analgesic | INFUSION PUMPS | Infusion Pumps, Patient-Controlled Analgesic | Active | MSH | MSH | 7 | PACU | PACU | SIMS Deltec Ltd. | 2110 | 1065375 | 2015-04-01 | 4935 | 2017-04-01 | Man. Date: 2015-01, yellow keypad, PCEA This unit has a 3D printed thumbscrew.
67761 | Infusion Pumps, Patient-Controlled Analgesic | INFUSION PUMPS | Infusion Pumps, Patient-Controlled Analgesic | Active | MSH | MSH | 7 | PACU | PACU | SIMS Deltec Ltd. | 2110 | 1065376 | 2015-04-01 | 4935 | 2017-04-01 | Man. Date: 2015-01, yellow keypad, PCEA Belongs to APS EPIDURAL
67762 | Infusion Pumps, Patient-Controlled Analgesic | INFUSION PUMPS | Infusion Pumps, Patient-Controlled Analgesic | Active | MSH | MSH | 7 | PACU | PACU | SIMS Deltec Ltd. | 2110 | 1065377 | 2015-04-01 | 4935 | 2017-04-01 | Man. Date: 2015-01, yellow keypad, PCEA
67763 | Infusion Pumps, Patient-Controlled Analgesic | INFUSION PUMPS | Infusion Pumps, Patient-Controlled Analgesic | Active | MSH | MSH | 7 | PACU | PACU | SIMS Deltec Ltd. | 2110 | 1065378 | 2015-04-01 | 4935 | 2017-04-01 | Man. Date: 2015-01, yellow keypad, PCEA
67764 | Infusion Pumps, Patient-Controlled Analgesic | INFUSION PUMPS | Infusion Pumps, Patient-Controlled Analgesic | Active | MSH | MSH | 5 | PACU | PACU | SIMS Deltec Ltd. | 2110 | 1065379 | 2015-04-01 | 4935 | 2017-04-01 | Man. Date: 2015-01, yellow keypad, PCEA
67765 | Infusion Pumps, Patient-Controlled Analgesic | INFUSION PUMPS | Infusion Pumps, Patient-Controlled Analgesic | Active | MSH | MSH | 7 | PACU | PACU | SIMS Deltec Ltd. | 2110 | 1065380 | 2015-04-01 | 4935 | 2017-04-01 | Man. Date: 2015-01, yellow keypad, PCEA
67766 | Infusion Pumps, Patient-Controlled Analgesic | INFUSION PUMPS | Infusion Pumps, Patient-Controlled Analgesic | Active | MSH | MSH | 7 | PACU | PACU | SIMS Deltec Ltd. | 2110 | 1065381 | 2015-04-01 | 4935 | 2017-04-01 | Man. Date: 2015-01, yellow keypad, PCEA
67767 | Infusion Pumps, Patient-Controlled Analgesic | INFUSION PUMPS | Infusion Pumps, Patient-Controlled Analgesic | Active | MSH | MSH | 7 | PACU | PACU | SIMS Deltec Ltd. | 2110 | 1065382 | 2015-04-01 | 4935 | 2017-04-01 | Man. Date: 2015-01, yellow keypad, PCEA
67768 | Infusion Pumps, Patient-Controlled Analgesic | INFUSION PUMPS | Infusion Pumps, Patient-Controlled Analgesic | Active | MSH | MSH | 7 | PACU | PACU | SIMS Deltec Ltd. | 2110 | 1065383 | 2015-04-01 | 4935 | 2017-04-01 | Man. Date: 2015-01, yellow keypad, PCEA
67769 | Infusion Pumps, Patient-Controlled Analgesic | INFUSION PUMPS | Infusion Pumps, Patient-Controlled Analgesic | Active | MSH | MSH | 7 | PACU | PACU | SIMS Deltec Ltd. | 2110 | 1065384 | 2015-04-01 | 4935 | 2017-04-01 | Man. Date: 2015-01, yellow keypad, PCEA
67770 | Phaco Platform | Phaco Platform | Phaco Platform | Active | MSH | MSH | 7 | EOPS | OR | ALCON LABORATORIES INC | 215-0000-501 | 1501716301X | 2015-03-31 | 5001 | 2016-03-31 | Machine is under contract with Alcon Canada ( service contract as attached file) , PM are done by company technician on annual basis.
67771 | Physiologic Monitor Modules, Pulse Oximetry | Physiologic Monitor Modules | Physiologic Monitor Modules, Pulse Oximetry | Active | MSH | MSH | 17U | NICU | NICU | Philips Healthcare | M1020B | B40372 | 2015-04-01 | 5001 | 2016-04-01 12:53
67772 | Physiologic Monitor Modules, Pulse Oximetry | Physiologic Monitor Modules | Physiologic Monitor Modules, Pulse Oximetry | Active | MSH | MSH | 17U | NICU | NICU | Philips Healthcare | M1020B | B40361 | 2015-04-01 | 5001 | 2016-04-01 12:53
67773 | Physiologic Monitor Modules, Pulse Oximetry | Physiologic Monitor Modules | Physiologic Monitor Modules, Pulse Oximetry | Active | MSH | MSH | 17U | NICU | NICU | Philips Healthcare | M1020B | B40349 | 2015-04-01 | 5001 | 2016-04-01 12:53
67775 | Physiologic Monitor Modules, Pulse Oximetry | Physiologic Monitor Modules | Physiologic Monitor Modules, Pulse Oximetry | Active | MSH | MSH | 17U | NICU | NICU | Philips Healthcare | M1020B | B40343 | 2015-04-01 | 5001 | 2016-04-01 12:53
67779 | Physiologic Monitor Modules, Pulse Oximetry | Physiologic Monitor Modules | Physiologic Monitor Modules, Pulse Oximetry | Active | MSH | MSH | 17U | NICU | NICU | Philips Healthcare | M1020B | B40335 | 2015-04-01 | 5001 | 2016-04-01 12:53
67780 | Physiologic Monitor Modules, Pulse Oximetry | Physiologic Monitor Modules | Physiologic Monitor Modules, Pulse Oximetry | Active | MSH | MSH | 17U | NICU | NICU | Philips Healthcare | M1020B | B40370 | 2015-04-01 | 5001 | 2016-04-01 12:53
67781 | Physiologic Monitor Modules, Pulse Oximetry | Physiologic Monitor Modules | Physiologic Monitor Modules, Pulse Oximetry | Active | MSH | MSH | 17U | NICU | NICU | Philips Healthcare | M1020B | B40354 | 2015-04-01 | 5001 | 2016-04-01 12:53
67782 | Physiologic Monitor Modules, Pulse Oximetry | Physiologic Monitor Modules | Physiologic Monitor Modules, Pulse Oximetry | Active | MSH | MSH | 17U | NICU | NICU | Philips Healthcare | M1020B | B40339 | 2015-04-01 | 5001 | 2016-04-01 12:53
67787 | Monitors, Physiologic, Multipurpose, Bedside | Monitors, Physiologic | Monitors, Physiologic, Multipurpose, Bedside | Active | MSH | MSH | 5 | ICU | ICU bed 1 | Philips Healthcare | 865240 - MX800 | DE50839852 | 2015-03-17 | 20308 | 2016-03-17
67790 | Thermal Array Recorder Module | Physiologic Monitor Modules | Printer/Graphic Recorders | Active | MSH | MSH | 5 | PACU | PACU | Philips Healthcare | 866336 - M1116C | US40913200 | 2015-04-16 | 1412.4 | 2016-04-17
67791 | RACKS, MODULE | Physiologic Monitor Modules | Physiologic Monitor Module Housings | Active | MSH | MSH | 3 | Emergency | Emergency | Philips Healthcare | M8048A | DE439D1752 | 2015-04-16 | 1200 | 2016-04-17
67792 | Monitors, Physiologic, Multipurpose, Bedside | Monitors, Physiologic | Monitors, Physiologic, Multipurpose, Bedside | Active | MSH | MSH | 5 | ICU | ICU bed 4 | Philips Healthcare | 865240 - MX800 | DE50839861 | 2015-04-16 | 20308 | 2016-04-16
67793 | Monitors, Physiologic, Multipurpose, Bedside | Monitors, Physiologic | Monitors, Physiologic, Multipurpose, Bedside | Active | MSH | MSH | 5 | ICU | ICU bed 8 | Philips Healthcare | 865240 - MX800 | DE50839907 | 2015-04-16 | 20308 | 2016-04-16
67794 | Monitors, Physiologic, Multipurpose, Bedside | Monitors, Physiologic | Monitors, Physiologic, Multipurpose, Bedside | Active | MSH | MSH | 5 | ICU | ICU bed 5 | Philips Healthcare | 865240 - MX800 | DE50839918 | 2015-04-16 | 20308 | 2016-04-16
67795 | Monitors, Physiologic, Multipurpose, Bedside | Monitors, Physiologic | Monitors, Physiologic, Multipurpose, Bedside | Active | MSH | MSH | 5 | ICU | ICU bed 2 | Philips Healthcare | 865240 - MX800 | DE50839888 | 2015-04-16 | 20308 | 2016-04-16
67796 | Monitors, Physiologic, Multipurpose, Bedside | Monitors, Physiologic | Monitors, Physiologic, Multipurpose, Bedside | Active | MSH | MSH | 7 | PACU | PACU | Philips Healthcare | 865240 - MX800 | DE50839895 | 2015-04-16 | 20308 | 2016-04-16
67797 | Monitors, Physiologic, Multipurpose, Bedside | Monitors, Physiologic | Monitors, Physiologic, Multipurpose, Bedside | Active | MSH | MSH | 5 | PACU | PACU - bed 1 | Philips Healthcare | 865240 - MX800 | DE50839874 | 2015-04-17 | 20308 | 2016-04-17
67798 | Monitors, Physiologic, Multipurpose, Bedside | Monitors, Physiologic | Monitors, Physiologic, Multipurpose, Bedside | Active | MSH | MSH | 5 | PACU | PACU - Bed 9 | Philips Healthcare | 865240 - MX800 | DE50839875 | 2015-04-16 | 20308 | 2016-04-16
67799 | Monitors, Physiologic, Multipurpose, Bedside | Monitors, Physiologic | Monitors, Physiologic, Multipurpose, Bedside | Active | MSH | MSH | 3 | Emergency | Emergency | Philips Healthcare | 865240 - MX800 | DE50839892 | 2015-04-16 | 20308 | 2015-04-17
67800 | Monitors, Physiologic, Multipurpose, Bedside | Monitors, Physiologic | Monitors, Physiologic, Multipurpose, Bedside | Active | MSH | MSH | 5 | ICU | ICU Bed 6 | Philips Healthcare | 865240 - MX800 | DE50839913 | 2015-04-16 | 20308 | 2016-04-16
67801 | Monitors, Physiologic, Multipurpose, Bedside | Monitors, Physiologic | Monitors, Physiologic, Multipurpose, Bedside | Active | MSH | MSH | 5 | PACU | PACU - Bed 5 | Philips Healthcare | 865240 - MX800 | DE50839911 | 2015-04-16 | 20308 | 2016-04-16
67802 | Monitors, Physiologic, Multipurpose, Bedside | Monitors, Physiologic | Monitors, Physiologic, Multipurpose, Bedside | Active | MSH | MSH | 5 | ICU | ICU bed 7 | Philips Healthcare | 865240 - MX800 | DE50839873 | 2015-04-16 | 20308 | 2016-04-16
67803 | Monitors, Physiologic, Multipurpose, Bedside | Monitors, Physiologic | Monitors, Physiologic, Multipurpose, Bedside | Active | MSH | MSH | 5 | PACU | PACU - bed 4 | Philips Healthcare | 865240 - MX800 | DE50839889 | 2015-04-16 | 20308 | 2016-04-16
67804 | Monitors, Physiologic, Multipurpose, Bedside | Monitors, Physiologic | Monitors, Physiologic, Multipurpose, Bedside | Active | MSH | MSH | 5 | PACU | PACU - Bed 15 | Philips Healthcare | 865240 - MX800 | DE50839910 | 2015-04-16 | 20308 | 2016-04-16
67805 | Monitors, Physiologic, Multipurpose, Bedside | Monitors, Physiologic | Monitors, Physiologic, Multipurpose, Bedside | Active | MSH | MSH | 5 | PACU | PACU - Bed 8 | Philips Healthcare | 865240 - MX800 | DE50839867 | 2015-04-16 | 20308 | 2016-03-16
67806 | Monitors, Physiologic, Multipurpose, Bedside | Monitors, Physiologic | Monitors, Physiologic, Multipurpose, Bedside | Active | MSH | MSH | 5 | PACU | PACU - Bed 17 | Philips Healthcare | 865240 - MX800 | DE50839896 | 2015-04-16 | 20308 | 2016-04-16
67807 | Monitors, Physiologic, Multipurpose, Bedside | Monitors, Physiologic | Monitors, Physiologic, Multipurpose, Bedside | Active | MSH | MSH | 5 | PACU | PACU - bed 3 | Philips Healthcare | 865240 - MX800 | DE50839917 | 2015-04-16 | 20308 | 2016-04-16
67808 | Monitors, Physiologic, Multipurpose, Bedside | Monitors, Physiologic | Monitors, Physiologic, Multipurpose, Bedside | Active | MSH | MSH | 5 | PACU | PACU - Bed 13 | Philips Healthcare | 865240 - MX800 | DE50839909 | 2015-04-16 | 20308 | 2016-04-17
67809 | Monitors, Physiologic, Patient Transport | Monitors, Physiologic | Monitors, Physiologic, Patient Transport | Active | MSH | MSH | 17U | NICU | NICU | Philips Healthcare | M3002A - X2 | DE4506J2652 | 2015-04-16 | 6121.7998 | 2016-04-16 | Revision J.10 (Masimo SET SPO2) Now Rev M - label X2NICU105
67811 | Monitors, Physiologic, Patient Transport | Monitors, Physiologic | Monitors, Physiologic, Patient Transport | Active | MSH | MSH | 14N | PACU | SSDU | Philips Healthcare | M3002A - X2 | DE4506J2542 | 2015-04-17 | 6121.7998 | 2016-04-17 | Revision J.10 (Masimo SET SPO2)
67813 | Monitors, Physiologic, Patient Transport | Monitors, Physiologic | Monitors, Physiologic, Patient Transport | Active | MSH | MSH | 10S | Coronary Care Unit | CCU | Philips Healthcare | M3002A - X2 | DE4506J2515 | 2015-04-17 | 6121.7998 | 2016-04-17 | Revision J.10 (Masimo SET SPO2)
67816 | Monitors, Physiologic, Patient Transport | Monitors, Physiologic | Monitors, Physiologic, Patient Transport | Active | MSH | MSH | 17M | NICU | 17 - Murray - NICU | Philips Healthcare | M3002A - X2 | DE4506J2477 | 2015-04-17 | 6121.7998 | 2016-04-17 | Revision J.10 (Masimo SET SPO2)
67817 | Monitors, Physiologic, Patient Transport | Monitors, Physiologic | Monitors, Physiologic, Patient Transport | Active | MSH | MSH | 15U | Obstetrical Suite (L&D) | L&D Spare | Philips Healthcare | M3002A - X2 | DE4506J2537 | 2015-04-16 | 6121.7998 | 2016-04-17
67818 | Monitors, Physiologic, Patient Transport | Monitors, Physiologic | Monitors, Physiologic, Patient Transport | Active | MSH | MSH | 17U | NICU | Trans # 75 | Philips Healthcare | M3002A - X2 | DE4506J2532 | 2015-04-16 | 6121.7998 | 2016-04-17 | Revision J.10 (Masimo SET SPO2)
67821 | Monitors, Physiologic, Patient Transport | Monitors, Physiologic | Monitors, Physiologic, Patient Transport | Active | MSH | MSH | 15U | Obstetrical Suite (L&D) | L&D | Philips Healthcare | M3002A - X2 | DE4506J2416 | 2015-04-17 | 6121.7998 | 2016-04-17
67823 | Monitors, Physiologic, Patient Transport | Monitors, Physiologic | Monitors, Physiologic, Patient Transport | Active | MSH | MSH | 15U | Obstetrical Suite (L&D) | L&D | Philips Healthcare | M3002A - X2 | DE4506J2461 | 2015-04-16 | 6121.7998 | 2016-04-16
67824 | Monitors, Physiologic, Patient Transport | Monitors, Physiologic | Monitors, Physiologic, Patient Transport | Active | MSH | MSH | 1 | Coronary Care Unit | Biomed | Philips Healthcare | M3002A - X2 | DE4506J2531 | 2015-04-16 | 6121.7998 | 2016-04-17 | Revision J.10 (Masimo SET SPO2)
67825 | Monitors, Physiologic, Patient Transport | Monitors, Physiologic | Monitors, Physiologic, Patient Transport | Active | MSH | MSH | 15U | Obstetrical Suite (L&D) | L&D | Philips Healthcare | M3002A - X2 | DE4506J2425 | 2015-04-16 | 6121.7998 | 2016-04-17
67830 | Microstream CO2 extension | Physiologic Monitor Modules | Physiologic Monitor Modules, Exhaled Carbon Dioxide | Active | MSH | MSH | 16U | Cath Lab | Cath Lab | Philips Healthcare | M3015A - CO2 MMS | DE45588376 | 2015-04-16 | 4039.2 | 2016-04-16
67831 | Thermal Array Recorder Module | Physiologic Monitor Modules | Printer/Graphic Recorders | Active | MSH | MSH | 5 | PACU | PACU | Philips Healthcare | 866336 - M1116C | US40913168 | 2015-04-16 | 1412.4 | 2016-04-16
67832 | Thermal Array Recorder Module | Physiologic Monitor Modules | Printer/Graphic Recorders | Active | MSH | MSH | 5 | PACU | PACU | Philips Healthcare | 866336 - M1116C | US40913194 | 2015-04-16 | 1412.4 | 2016-04-17
67833 | Thermal Array Recorder Module | Physiologic Monitor Modules | Printer/Graphic Recorders | Active | MSH | MSH | 5 | PACU | PACU | Philips Healthcare | 866336 - M1116C | US40913167 | 2015-04-16 | 1412.4 | 2016-04-17
67834 | Thermal Array Recorder Module | Physiologic Monitor Modules | Printer/Graphic Recorders | Active | MSH | MSH | 5 | PACU | PACU | Philips Healthcare | 866336 - M1116C | US40913148 | 2015-04-16 | 1412.4 | 2016-04-17
67835 | Thermal Array Recorder Module | Physiologic Monitor Modules | Printer/Graphic Recorders | Active | MSH | MSH | 5 | PACU | PACU | Philips Healthcare | 866336 - M1116C | US40913192 | 2015-04-16 | 1412.4 | 2016-04-17
67836 | Thermal Array Recorder Module | Physiologic Monitor Modules | Printer/Graphic Recorders | Active | MSH | MSH | 5 | PACU | PACU | Philips Healthcare | 866336 - M1116C | US409156 | 2015-04-16 | 1412.4 | 2016-04-17
67837 | Thermal Array Recorder Module | Physiologic Monitor Modules | Printer/Graphic Recorders | Active | MSH | MSH | 5 | PACU | PACU | Philips Healthcare | 866336 - M1116C | US40913171 | 2015-04-16 | 1412.4 | 2016-04-17
67838 | Thermal Array Recorder Module | Physiologic Monitor Modules | Printer/Graphic Recorders | Active | MSH | MSH | 5 | PACU | PACU | Philips Healthcare | 866336 - M1116C | US40913199 | 2015-04-16 | 1412.4 | 2016-04-17
67839 | Thermal Array Recorder Module | Physiologic Monitor Modules | Printer/Graphic Recorders | Active | MSH | MSH | 5 | PACU | PACU | Philips Healthcare | 866336 - M1116C | US40913187 | 2015-04-16 | 1412.4 | 2016-04-17
67840 | Thermal Array Recorder Module | Physiologic Monitor Modules | Printer/Graphic Recorders | Active | MSH | MSH | 5 | PACU | PACU | Philips Healthcare | 866336 - M1116C | US40913157 | 2015-04-16 | 1412.4 | 2016-04-17
67841 | Thermal Array Recorder Module | Physiologic Monitor Modules | Printer/Graphic Recorders | Active | MSH | MSH | 5 | PACU | PACU | Philips Healthcare | 866336 - M1116C | US40913189 | 2015-04-16 | 1412.4 | 2016-04-17
67842 | Thermal Array Recorder Module | Physiologic Monitor Modules | Printer/Graphic Recorders | Active | MSH | MSH | 5 | PACU | PACU | Philips Healthcare | 866336 - M1116C | US40913188 | 2015-04-16 | 1412.4 | 2016-04-17
67843 | Thermal Array Recorder Module | Physiologic Monitor Modules | Printer/Graphic Recorders | Active | MSH | MSH | 5 | PACU | PACU | Philips Healthcare | 866336 - M1116C | US40913158 | 2015-04-16 | 1412.4 | 2016-04-17
67844 | Thermal Array Recorder Module | Physiologic Monitor Modules | Printer/Graphic Recorders | Active | MSH | MSH | 5 | PACU | PACU | Philips Healthcare | 866336 - M1116C | US40913142 | 2015-04-16 | 1412.4 | 2016-04-17
67845 | Thermal Array Recorder Module | Physiologic Monitor Modules | Printer/Graphic Recorders | Active | MSH | MSH | 5 | PACU | PACU | Philips Healthcare | 866336 - M1116C | US40913196 | 2015-04-16 | 1412.4 | 2016-04-17
67846 | Thermal Array Recorder Module | Physiologic Monitor Modules | Printer/Graphic Recorders | Active | MSH | MSH | 5 | PACU | PACU | Philips Healthcare | 866336 - M1116C | US40913201 | 2015-04-16 | 1412.4 | 2016-04-17
67847 | Thermal Array Recorder Module | Physiologic Monitor Modules | Printer/Graphic Recorders | Active | MSH | MSH | 5 | PACU | PACU | Philips Healthcare | 866336 - M1116C | US40913197 | 2015-04-16 | 1412.4 | 2016-04-17
67848 | RACKS, MODULE | Physiologic Monitor Modules | Physiologic Monitor Module Housings | Active | MSH | MSH | 5 | PACU | PACU | Philips Healthcare | M8048A | DE439D1724 | 2015-04-16 | 1200 | 2016-04-17
67849 | RACKS, MODULE | Physiologic Monitor Modules | Physiologic Monitor Module Housings | Active | MSH | MSH | 5 | PACU | PACU | Philips Healthcare | M8048A | DE439D1753 | 2015-04-16 | 1200 | 2016-04-17
67850 | RACKS, MODULE | Physiologic Monitor Modules | Physiologic Monitor Module Housings | Active | MSH | MSH | 5 | PACU | PACU | Philips Healthcare | M8048A | DE439D1757 | 2015-04-16 | 1200 | 2016-04-16
67851 | RACKS, MODULE | Physiologic Monitor Modules | Physiologic Monitor Module Housings | Active | MSH | MSH | 5 | PACU | PACU | Philips Healthcare | M8048A | DE439D1768 | 2015-04-16 | 1200 | 2016-04-17
67852 | RACKS, MODULE | Physiologic Monitor Modules | Physiologic Monitor Module Housings | Active | MSH | MSH | 5 | PACU | PACU | Philips Healthcare | M8048A | DE439D1759 | 2015-04-16 | 1200 | 2016-04-17
67854 | RACKS, MODULE | Physiologic Monitor Modules | Physiologic Monitor Module Housings | Active | MSH | MSH | 5 | PACU | PACU | Philips Healthcare | M8048A | DE439D1764 | 2015-04-16 | 1200 | 2016-04-17
67855 | RACKS, MODULE | Physiologic Monitor Modules | Physiologic Monitor Module Housings | Active | MSH | MSH | 5 | PACU | PACU | Philips Healthcare | M8048A | DE4391720 | 2015-04-16 | 1200 | 2016-04-17
67857 | RACKS, MODULE | Physiologic Monitor Modules | Physiologic Monitor Module Housings | Active | MSH | MSH | 5 | PACU | PACU | Philips Healthcare | M8048A | DE439D1765 | 2015-04-16 | 1200 | 2016-04-17
67859 | RACKS, MODULE | Physiologic Monitor Modules | Physiologic Monitor Module Housings | Active | MSH | MSH | 5 | PACU | PACU | Philips Healthcare | M8048A | DE439D1722 | 2015-04-16 | 1200 | 2016-04-17
67860 | RACKS, MODULE | Physiologic Monitor Modules | Physiologic Monitor Module Housings | Active | MSH | MSH | 5 | PACU | PACU | Philips Healthcare | M8048A | DE439D1758 | 2015-04-16 | 1200 | 2016-04-17
67861 | RACKS, MODULE | Physiologic Monitor Modules | Physiologic Monitor Module Housings | Active | MSH | MSH | 5 | PACU | PACU | Philips Healthcare | M8048A | DE439D1723 | 2015-04-16 | 1200 | 2016-04-17
67862 | RACKS, MODULE | Physiologic Monitor Modules | Physiologic Monitor Module Housings | Active | MSH | MSH | 5 | PACU | PACU | Philips Healthcare | M8048A | DE439D1719 | 2015-04-16 | 1200 | 2016-04-17
67863 | RACKS, MODULE | Physiologic Monitor Modules | Physiologic Monitor Module Housings | Active | MSH | MSH | 5 | PACU | PACU | Philips Healthcare | M8048A | DE439D1756 | 2015-04-16 | 1200 | 2016-04-17
67864 | RACKS, MODULE | Physiologic Monitor Modules | Physiologic Monitor Module Housings | Active | MSH | MSH | 5 | PACU | PACU | Philips Healthcare | M8048A | DE439D1760 | 2015-04-16 | 1200 | 2016-04-17
67870 | External Power Supply Module | External Power Supply Module | External Power Supply Module | Active | MSH | MSH | 14N | Nursing 14N Surgical SDU | SSDU | Philips Healthcare | M4605A | DE43606616 | 2015-04-16 | 6121.7998 | 2016-04-17
67871 | Infusion Pumps, Patient-Controlled Analgesic - PCEA | INFUSION PUMPS | Infusion Pumps, Patient-Controlled Analgesic | Active | MSH | MSH | 15U | Obstetrical Suite (L&D) | L&D | SIMS Deltec Ltd. | 2110 | 1065479 | 2015-04-21 | 4935 | 2017-04-21 | Man. Date: 2015-01, yellow keypad, PCEA. March 2016-lib updated- Lib 04/16 version- 1.195. Library update-Nov 2016- New Library details, Name: L&D Epidural –Jun 16/16, Version: 2.3
67872 | Infusion Pumps, Patient-Controlled Analgesic | INFUSION PUMPS | Infusion Pumps, Patient-Controlled Analgesic | Active | MSH | MSH | 15U | Obstetrical Suite (L&D) | L&D | SIMS Deltec Ltd. | 2110 | 1065506 | 2015-04-21 | 4935 | 2017-04-21 | Man. Date: 2015-01, yellow keypad, PCEA. March 2016-lib updated- Lib 04/16 version- 1.195. Library update-Nov 2016- New Library details, Name: L&D Epidural –Jun 16/16, Version: 2.3
67873 | Infusion Pumps, Patient-Controlled Analgesic | INFUSION PUMPS | Infusion Pumps, Patient-Controlled Analgesic | Active | MSH | MSH | 15U | Obstetrical Suite (L&D) | L&D | SIMS Deltec Ltd. | 2110 | 1065507 | 2015-04-21 | 4935 | 2017-04-21 | Man. Date: 2015-01, yellow keypad, PCEA. March 2016-lib updated- Lib 04/16 version- 1.195. Library update-Nov 2016- New Library details, Name: L&D Epidural –Jun 16/16, Version: 2.3
67874 | Infusion Pumps, Patient-Controlled Analgesic - PCEA | INFUSION PUMPS | Infusion Pumps, Patient-Controlled Analgesic | Active | MSH | MSH | 15U | Obstetrical Suite (L&D) | L&D | SIMS Deltec Ltd. | 2110 | 1065508 | 2015-04-21 | 4935 | 2017-04-21 | Man. Date: 2015-01, yellow keypad, PCEA. Feb 2016- Library date - Feb 4/16, version 1.195. March 2016-lib updated- Lib 04/16 version- 1.195
67875 | Infusion Pumps, Patient-Controlled Analgesic - PCEA | INFUSION PUMPS | Infusion Pumps, Patient-Controlled Analgesic | Active | MSH | MSH | 15U | Obstetrical Suite (L&D) | L&D | SIMS Deltec Ltd. | 2110 | 1065509 | 2015-04-21 | 4935 | 2017-04-21 | Man. Date: 2015-01, yellow keypad, PCEA. March 2016-lib updated- Lib 04/16 version- 1.195
67877 | Infusion Pumps, Patient-Controlled Analgesic - PCEA | INFUSION PUMPS | Infusion Pumps, Patient-Controlled Analgesic | Active | MSH | MSH | 15U | Obstetrical Suite (L&D) | L&D | SIMS Deltec Ltd. | 2110 | 1065511 | 2015-04-21 | 4935 | 2017-04-21 | Man. Date: 2015-01, yellow keypad, PCEA. March 2016-lib updated- Lib 04/16 version- 1.195. Library update-Nov 2016- New Library details, Name: L&D Epidural –Jun 16/16, Version: 2.3
67878 | Infusion Pumps, Patient-Controlled Analgesic | INFUSION PUMPS | Infusion Pumps, Patient-Controlled Analgesic | Active | MSH | MSH | 15U | Obstetrical Suite (L&D) | L&D | SIMS Deltec Ltd. | 2110 | 1065512 | 2015-04-21 | 4935 | 2017-04-21 | Man. Date: 2015-01, yellow keypad, PCEA. March 2016-lib updated- Lib 04/16 version- 1.195. Library update-Nov 2016- New Library details, Name: L&D Epidural –Jun 16/16, Version: 2.3
67879 | Infusion Pumps, Patient-Controlled Analgesic - PCEA | INFUSION PUMPS | Infusion Pumps, Patient-Controlled Analgesic | Active | MSH | MSH | 15U | Obstetrical Suite (L&D) | L&D | SIMS Deltec Ltd. | 2110 | 1065513 | 2015-04-21 | 4935 | 2017-04-21 | Man. Date: 2015-01, yellow keypad, PCEA. March 2016-lib updated- Lib 04/16 version- 1.195. Library update-Nov 2016- New Library details, Name: L&D Epidural –Jun 16/16, Version: 2.3
67880 | Infusion Pumps, Patient-Controlled Analgesic - PCEA | INFUSION PUMPS | Infusion Pumps, Patient-Controlled Analgesic | Active | MSH | MSH | 15U | Obstetrical Suite (L&D) | L&D | SIMS Deltec Ltd. | 2110 | 1065514 | 2015-04-21 | 4935 | 2017-04-21 | Man. Date: 2015-01, yellow keypad, PCEA. March 2016-lib updated- Lib 04/16 version- 1.195. Library update-Nov 2016- New Library details, Name: L&D Epidural –Jun 16/16, Version: 2.3
67881 | Infusion Pumps, Patient-Controlled Analgesic - PCEA | INFUSION PUMPS | Infusion Pumps, Patient-Controlled Analgesic | Active | MSH | MSH | 15U | Obstetrical Suite (L&D) | L&D | SIMS Deltec Ltd. | 2110 | 1065515 | 2015-04-21 | 4935 | 2017-04-21 | Man. Date: 2015-01, yellow keypad, PCEA. March 2016-lib updated- Lib 04/16 version- 1.195. Library update-Nov 2016- New Library details, Name: L&D Epidural –Jun 16/16, Version: 2.3
67882 | Infusion Pumps, Patient-Controlled Analgesic | INFUSION PUMPS | Infusion Pumps, Patient-Controlled Analgesic | Active | MSH | MSH | 15U | Obstetrical Suite (L&D) | L&D | SIMS Deltec Ltd. | 2110 | 1065516 | 2015-04-21 | 4935 | 2017-04-21 | Man. Date: 2015-01, yellow keypad, PCEA. March 2016-lib updated- Lib 04/16 version- 1.195. Library update-Nov 2016- New Library details, Name: L&D Epidural –Jun 16/16, Version: 2.3
67884 | Infusion Pumps, Patient-Controlled Analgesic | INFUSION PUMPS | Infusion Pumps, Patient-Controlled Analgesic | Active | MSH | MSH | 15U | Obstetrical Suite (L&D) | L&D | SIMS Deltec Ltd. | 2110 | 1065518 | 2015-04-21 | 4935 | 2017-04-21 | Man. Date: 2015-01, yellow keypad, PCEA. March 2016-lib updated- Lib 04/16 version- 1.195. Library update-Nov 2016- New Library details, Name: L&D Epidural –Jun 16/16, Version: 2.3
67885 | Infusion Pumps, Patient-Controlled Analgesic - PCEA | INFUSION PUMPS | Infusion Pumps, Patient-Controlled Analgesic | Active | MSH | MSH | 15U | Obstetrical Suite (L&D) | L&D | SIMS Deltec Ltd. | 2110 | 1065519 | 2015-04-21 | 4935 | 2017-04-21 | Man. Date: 2015-01, yellow keypad, PCEA. March 2016-lib updated- Lib 04/16 version- 1.195. Library update-Nov 2016- New Library details, Name: L&D Epidural –Jun 16/16, Version: 2.3
67886 | Infusion Pumps, Patient-Controlled Analgesic | INFUSION PUMPS | Infusion Pumps, Patient-Controlled Analgesic | Active | MSH | MSH | 15U | Obstetrical Suite (L&D) | L&D | SIMS Deltec Ltd. | 2110 | 1065520 | 2015-04-21 | 4935 | 2017-04-21 | Man. Date: 2015-01, yellow keypad, PCEA. March 2016-lib updated- Lib 04/16 version- 1.195. Library update-Nov 2016- New Library details, Name: L&D Epidural –Jun 16/16, Version: 2.3
67887 | Infusion Pumps, Patient-Controlled Analgesic | INFUSION PUMPS | Infusion Pumps, Patient-Controlled Analgesic | Active | MSH | MSH | 15U | Obstetrical Suite (L&D) | L&D | SIMS Deltec Ltd. | 2110 | 1065521 | 2015-04-21 | 4935 | 2017-04-21 | Man. Date: 2015-01, yellow keypad, PCEA. March 2016-lib updated- Lib 04/16 version- 1.195. Library update-Nov 2016- New Library details, Name: L&D Epidural –Jun 16/16, Version: 2.3
67888 | Infusion Pumps, Patient-Controlled Analgesic - PCEA | INFUSION PUMPS | Infusion Pumps, Patient-Controlled Analgesic | Active | MSH | MSH | 15U | Obstetrical Suite (L&D) | L&D | SIMS Deltec Ltd. | 2110 | 1065522 | 2015-04-21 | 4935 | 2017-04-21 | Man. Date: 2015-01, yellow keypad, PCEA. Feb 2016- Library date - Feb 4/16, version 1.195. March 2016-lib updated- Lib 04/16 version- 1.195. Library update-Nov 2016- New Library details, Name: L&D Epidural –Jun 16/16, Version: 2.3
67889 | Infusion Pumps, Patient-Controlled Analgesic - PCEA | INFUSION PUMPS | Infusion Pumps, Patient-Controlled Analgesic | Active | MSH | MSH | 15U | Obstetrical Suite (L&D) | L&D | SIMS Deltec Ltd. | 2110 | 1065523 | 2015-04-21 | 4935 | 2017-04-21 | Man. Date: 2015-01, yellow keypad, PCEA. March 2016-lib updated- Lib 04/16 version- 1.195. Library update-Nov 2016- New Library details, Name: L&D Epidural –Jun 16/16, Version: 2.3
67890 | Infusion Pumps, Patient-Controlled Analgesic | INFUSION PUMPS | Infusion Pumps, Patient-Controlled Analgesic | Active | MSH | MSH | 15U | Obstetrical Suite (L&D) | L&D | SIMS Deltec Ltd. | 2110 | 1065524 | 2015-04-21 | 4935 | 2017-04-21 | Man. Date: 2015-01, yellow keypad, PCEA. March 2016-lib updated- Lib 04/16 version- 1.195. Library update-Nov 2016- New Library details, Name: L&D Epidural –Jun 16/16, Version: 2.3
67891 | Infusion Pumps, Patient-Controlled Analgesic - PCEA | INFUSION PUMPS | Infusion Pumps, Patient-Controlled Analgesic | Active | MSH | MSH | 15U | Obstetrical Suite (L&D) | L&D | SIMS Deltec Ltd. | 2110 | 1065525 | 2015-04-21 | 4935 | 2017-04-21 | Man. Date: 2015-01, yellow keypad, PCEA. March 2016-lib updated- Lib 04/16 version- 1.195. Library update-Nov 2016- New Library details, Name: L&D Epidural –Jun 16/16, Version: 2.3
67893 | Infusion Pumps, Patient-Controlled Analgesic | INFUSION PUMPS | Infusion Pumps, Patient-Controlled Analgesic | Active | MSH | MSH | 15U | Obstetrical Suite (L&D) | L&D | SIMS Deltec Ltd. | 2110 | 1065477 | 2015-04-21 | 4935 | 2017-04-21 | Man. Date: 2015-01, yellow keypad, PCEA. Feb 2016- Library date - Feb 4/16, version 1.195. March 2016-lib updated- Lib 04/16 version- 1.195
67894 | Infusion Pumps, Patient-Controlled Analgesic - PCEA | INFUSION PUMPS | Infusion Pumps, Patient-Controlled Analgesic | Active | MSH | MSH | 15U | Obstetrical Suite (L&D) | L&D | SIMS Deltec Ltd. | 2110 | 1065498 | 2015-04-21 | 4935 | 2017-04-21 | Man. Date: 2015-01, yellow keypad, PCEA. March 2016-lib updated- Lib 04/16 version- 1.195
67895 | Infusion Pumps, Patient-Controlled Analgesic | INFUSION PUMPS | Infusion Pumps, Patient-Controlled Analgesic | Active | MSH | MSH | 15U | Obstetrical Suite (L&D) | L&D | SIMS Deltec Ltd. | 2110 | 1065499 | 2015-04-21 | 4935 | 2017-04-21 | Man. Date: 2015-01, yellow keypad, PCEA. Feb 2016- Library date - Feb 4/16, version 1.195. March 2016-lib updated- Lib 04/16 version- 1.195. Library update-Nov 2016- New Library details, Name: L&D Epidural –Jun 16/16, Version: 2.3
67896 | Monitors, Physiologic, Patient Transport | Monitors, Physiologic | Monitors, Physiologic, Patient Transport | Active | MSH | MSH | 7 | Resp Therapy (Anesthesia) | OR | Philips Healthcare | 866060 - MX400 | DE35121771 | 2015-04-21 | 15000 | 2016-04-21
67897 | Monitors, Physiologic, Patient Transport | Monitors, Physiologic | Monitors, Physiologic, Patient Transport | Active | MSH | MSH | 7 | Resp Therapy (Anesthesia) | OR | Philips Healthcare | 866060 - MX400 | DE35121770 | 2015-04-21 | 15000 | 2016-04-21
67900 | Digital Color Printer | Digital Color Printer | Digital Color Printer | Active | MSH | MSH | 7 | SURGICAL SUITE (COMBINED WITH CYSTO) | 7th Floor - OR | STRYKER CORP | SDP1000 | 93243 | 2015-04-22 | 1001 | 2016-04-22
67901 | Transmitter/Receiver Systems, Telephone, Physiologic Monitor | Transmitter/Receiver Systems | Transmitter/Receiver Systems, Telephone, Physiologic Monitor | Active | MSH | MSH | 7 | SURGICAL SUITE (COMBINED WITH CYSTO) | 7th Floor - OR | STRYKER CORP | SYNK Wireless Transmitter | 15C056854 | 2015-04-22 | 5001 | 2016-04-22
67904 | Information Systems, Data Management | Information Systems | Information Systems, Data Management | Active | MSH | MSH | 7 | SURGICAL SUITE (COMBINED WITH CYSTO) | 7th Floor - OR | STRYKER CORP | 02400 60100 | 15C054114 | 2015-04-22 | 5001 | 2016-04-22
67905 | Insufflators | Insufflators | Insufflators | Active | MSH | MSH | 7 | SURGICAL SUITE (COMBINED WITH CYSTO) | OR | STRYKER CORP | Pneumo Sure | 1411CE736 | 2015-04-23 | 10001 | 2016-04-22
67906 | Light Sources | Light Sources | Light Sources | Active | MSH | MSH | 7 | SURGICAL SUITE (COMBINED WITH CYSTO) | 7th Floor - OR | STRYKER CORP | 022021000 | 15B038684 | 2015-04-22 | 10001 | 2016-04-22
67909 | Sphygmomanometers, Aneroid | Sphygmomanometers | Sphygmomanometers, Aneroid | Active | MSH | MSH | 7 | Special Pregnancy Program-Fetal | OR | Welch Allyn | 7670-01 | 141122040575 | 2015-01-15 | 199 | 2016-01-15 | ROOM # 3-507- not sure, who purchased it and when-I tagged it today Purchased through Eastern Construction company on-contract
67915 | Incubators, Infant, Mobile | Incubators | Incubators, Infant, Mobile | Active | MSH | MSH | 17U | NICU | NICU | GE Healthcare | Giraffe | HDHT60637 | 2015-05-07 | 25466.4004 | 2017-06-30 | Battery date: Jan.2016
67919 | Incubators, Infant, Mobile | Incubators | Incubators, Infant, Mobile | Active | MSH | MSH | 17U | NICU | NICU | GE Healthcare | Giraffe | HDHT60633 | 2015-05-07 | 25466.4004 | 2017-06-30 | Battery and fan motor date: August.2016
67920 | Incubators, Infant, Mobile | Incubators | Incubators, Infant, Mobile | Active | MSH | MSH | 17U | NICU | NICU | GE Healthcare | Giraffe | HDHT60634 | 2015-05-07 | 25466.4004 | 2017-06-30
67922 | Incubators, Infant, Mobile | Incubators | Incubators, Infant, Mobile | Active | MSH | MSH | 17U | NICU | NICU | GE Healthcare | Giraffe | HDHT60636 | 2015-05-07 | 25466.4004 | 2017-06-30 | Battery date: May.2016
67925 | Vacuum Regulator | Vacuum Regulator | Vacuum Regulator | Active | MSH | MSH | 16M | Mother & Baby | M&B | Amvex Corporation | VR-CIID-DHDG | VRA08072HH | 2010-01-07 | 444.16 | 2011-01-07 11:16
67927 | Incubators, Infant, Mobile | Incubators | Incubators, Infant, Mobile | Active | MSH | MSH | 17U | NICU | NICU | GE Healthcare | Giraffe | HDHT60640 | 2015-05-13 | 25466.4004 | 2017-06-30
67929 | Incubators, Infant, Mobile | Incubators | Incubators, Infant, Mobile | Active | MSH | MSH | 17U | NICU | NICU | GE Healthcare | Giraffe | HDHT60641 | 2015-05-13 | 25466.4004 | 2017-06-30 | Battery date: April.2016
67930 | Incubators, Infant, Mobile | Incubators | Incubators, Infant, Mobile | Active | MSH | MSH | 17U | NICU | NICU | GE Healthcare | Giraffe | HDHT60646 | 2015-05-13 | 25466.4004 | 2017-06-30 | Battery Date: Feb.2016. Fan motor date: June.2016
67931 | Incubators, Infant, Mobile | Incubators | Incubators, Infant, Mobile | Active | MSH | MSH | 17U | NICU | NICU | GE Healthcare | Giraffe | HDHT60642 | 2015-05-13 | 25466.4004 | 2017-06-30 | fan motor: Sep.2016
67932 | Incubators, Infant, Mobile | Incubators | Incubators, Infant, Mobile | Active | MSH | MSH | 17U | NICU | NICU | GE Healthcare | Giraffe | HDHT60644 | 2015-05-14 | 25466.4004 | 2017-06-30 | Fan and battery Date: Feb.2016
67935 | Incubators, Infant, Mobile | Incubators | Incubators, Infant, Mobile | Active | MSH | MSH | 15U | NICU | Resus | GE Healthcare | Giraffe | HDHT60638 | 2015-05-14 | 25466.4004 | 2017-06-30 | Fan and battery date: May.2016
67936 | Incubators, Infant, Mobile | Incubators | Incubators, Infant, Mobile | Active | MSH | MSH | 17U | NICU | NICU | GE Healthcare | Giraffe | HDHT60639 | 2015-05-14 | 25466.4004 | 2017-06-30 | Battery date: Dec.2015 Relay board date: Jan.2016
67937 | Fiberoptic Cystometry System | Fiberoptic Cystometry System | Fiberoptic Cystometry System | Active | MSH | OPG | 8th Floor | Urogynaecology-OPG | 8th Floor | COOPER MEDICAL CORP DIV | 53305 | 03854 | 2014-08-20 | 10001 | 2015-08-20 | Unit is on lease. System includes Dell Laptop Computer, service tag JJkG4S1, express service code: 42542066737. And Canon Pixma Printer. All is on a cart with trays and a pole.
67938 | Thermometers, Electronic, Thermistor/Thermocouple, Patient | Thermometers | Thermometers, Electronic, Thermistor/Thermocouple, Patient | Active | MSH | MSH | 17U | NICU | NICU | Cardinal Health Canada Inc | Filac 3000 AD | A1362960X | 2015-03-06 | 249 | 2018-03-06 | THERMOMETER - 3 YEARS WARRANTY, AND PROBE- 1 YEAR WARRANTY
67939 | Printers, Video | PRINTERS | Printers, Video | Active | MSH | MSH | MSH | Ophthalmology Clinic | Main Floor, MSH | SONY MEDICAL ELECTRONICS DIV | UP-X898MD | 7006320 | 2015-05-15 | 900 | 2016-05-15 15:36 | Replaced old printer Sony model 875 (print out had lots of noise, low quality picture).
67942 | Pulse CO-Oximeter Dock | Pulse CO-Oximeter | Pulse CO-Oximeter | Active | MSH | MSH | 3 | Emergency | Emergency | MASIMO | RDS7A | 2000006657 | 2015-05-27 | 1001 | 2016-05-27 | came wuth ISA CO2 Root, ref#800106, sn.124086
67943 | Incubators, Infant, Mobile | Incubators | Incubators, Infant, Mobile | Active | MSH | MSH | 16M | Mother & Baby | 16th MBU | GE Healthcare | Giraffe | HDHT60653 | 2015-05-27 | 25466.4004 | 2017-06-30 | Relay Board date: November.2015, Fan motor date: February.2017
67944 | Incubators, Infant, Mobile | Incubators | Incubators, Infant, Mobile | Active | MSH | MSH | 17U | NICU | NICU | GE Healthcare | Giraffe | HDHT60652 | 2015-05-27 | 25466.4004 | 2016-05-27 | Fan motor and battery date: March.2016. Note: 13sep16 If the problem of humidifier setting re-occurred will call the company for warranty repair.
67945 | Incubators, Infant, Mobile | Incubators | Incubators, Infant, Mobile | Active | MSH | MSH | 17U | NICU | NICU | GE Healthcare | Giraffe | HDHT60648 | 2015-05-27 | 25466.4004 | 2017-06-30 | Battery Date: Feb.2016
67947 | Incubators, Infant, Mobile | Incubators | Incubators, Infant, Mobile | Active | MSH | MSH | 17U | NICU | NICU | GE Healthcare | Giraffe | HDHT60654 | 2015-05-27 | 25466.4004 | 2017-06-30
67948 | Incubators, Infant, Mobile | Incubators | Incubators, Infant, Mobile | Active | MSH | MSH | 17U | NICU | NICU | GE Healthcare | Giraffe | HDHT60649 | 2015-05-27 | 25466.4004 | 2017-06-30 | Fan date: Oct.2016
67950 | Incubators, Infant, Mobile | Incubators | Incubators, Infant, Mobile | Active | MSH | MSH | 17U | NICU | NICU | GE Healthcare | Giraffe | HDHT60650 | 2015-05-27 | 25466.4004 | 2017-06-30 | control board: October.2016 and Nov.2016
67952 | Incubators, Infant, Mobile | Incubators | Incubators, Infant, Mobile | Active | MSH | MSH | 17U | NICU | NICU | GE Healthcare | Giraffe | HDHT60651 | 2015-05-27 | 25466.4004 | 2017-06-30 | Battery Date: December.2015
67953 | Pulse CO-Oximeter | Pulse CO-Oximeter | Pulse CO-Oximeter | Active | MSH | MSH | 3 | Emergency | Emergency | MASIMO | Radical-7 Dock | 1000135115 | 2015-05-28 | 5001 | 2016-05-28 | Unit came with #67942, ROOT docking station.
67955 | Incubators, Infant, Mobile | Incubators | Incubators, Infant, Mobile | Active | MSH | MSH | 17U | NICU | NICU | GE Healthcare | Giraffe | HDHT60659 | 2015-06-04 | 25466.4004 | 2017-06-30 | Battery Date: Feb.2016
67957 | Incubators, Infant, Mobile | Incubators | Incubators, Infant, Mobile | Active | MSH | MSH | 17U | NICU | NICU | GE Healthcare | Giraffe | HDHT60658 | 2015-06-04 | 25466.4004 | 2017-06-30 | Relay board date: Sep.2015, Battery Date: December.2015. Air probe date: May.2017
67958 | Incubators, Infant, Mobile | Incubators | Incubators, Infant, Mobile | Active | MSH | MSH | 17U | NICU | NICU | GE Healthcare | Giraffe | HDHT60669 | 2015-06-04 | 25466.4004 | 2017-06-30 | Relay board date: Sep.2015 Fan motor date: July.2016. AIR probe date: Feb.2017
67959 | Incubators, Infant, Mobile | Incubators | Incubators, Infant, Mobile | Active | MSH | MSH | 17U | NICU | NICU | GE Healthcare | Giraffe | HDHT60670 | 2015-06-04 | 25466.4004 | 2017-06-30 | Relay Board date: November.2015 Battery date: August.2016
67960 | Incubators, Infant, Mobile | Incubators | Incubators, Infant, Mobile | Active | MSH | MSH | 16M | Mother & Baby | M&B | GE Healthcare | Giraffe | HDHT60672 | 2015-06-04 | 25466.4004 | 2017-06-30 | Battery date: Sep.2016
67961 | Incubators, Infant, Mobile | Incubators | Incubators, Infant, Mobile | Active | MSH | MSH | 17U | NICU | NICU | GE Healthcare | Giraffe | HDHT60666 | 2015-06-04 | 25466.4004 | 2017-06-30 | Battery date: Jan.2016 Relay board date: June.2016
67962 | Incubators, Infant, Mobile | Incubators | Incubators, Infant, Mobile | Active | MSH | MSH | 17U | NICU | NICU | GE Healthcare | Giraffe | HDHT60667 | 2015-06-04 | 25466.4004 | 2017-06-30 | Battery and Fan date: Jan.2016
67963 | Incubators, Infant, Mobile | Incubators | Incubators, Infant, Mobile | Active | MSH | MSH | 17U | NICU | NICU | GE Healthcare | Giraffe | HDHT60671 | 2015-06-04 | 25466.4004 | 2017-06-30 | Battery date: December.2015. Fan motor: Feb.2016
67964 | Incubators, Infant, Mobile | Incubators | Incubators, Infant, Mobile | Active | MSH | MSH | 15U | NICU | Resus | OHMEDA DIV THE BOC GROUP INC. | GIRAFFE-OMNIBED | HDGU60531 | 2015-06-04 | 49684.5 | 2017-06-30 | CAP5-000111. Battery Date: March.2016
67965 | Incubators, Infant, Mobile | Incubators | Incubators, Infant, Mobile | Active | MSH | MSH | 17U | NICU | NICU | OHMEDA DIV THE BOC GROUP INC. | GIRAFFE-OMNIBED | HDGU60536 | 2015-06-04 | 49684.5 | 2017-06-30 | CAP5-000111. Battery date: Sep.2016
67968 | Thermometers, Electronic, Thermistor/Thermocouple, Patient | Thermometers | Thermometers, Electronic, Thermistor/Thermocouple, Patient | Active | MSH | MSH | 3 | Emergency | Emergency | Cardinal Health Canada Inc | Filac 3000 AD | A154373X | 2013-12-19 | 249 | 2016-12-19
67970 | Incubators, Infant, Mobile | Incubators | Incubators, Infant, Mobile | Active | MSH | MSH | 16M | Mother & Baby | M&B | GE Healthcare | Giraffe | HDHT60673 | 2015-06-09 | 25466.4004 | 2017-06-30 | Battery and fan motor date: April.2016
67971 | Incubators, Infant, Mobile | Incubators | Incubators, Infant, Mobile | Active | MSH | MSH | 16M | Mother & Baby | M&B | GE Healthcare | Giraffe | HDHT60674 | 2015-06-09 | 25466.4004 | 2017-06-30 | Fan motor date: March.2017
67972 | Sphygmomanometers, Aneroid | Sphygmomanometers | Sphygmomanometers, Aneroid | Active | MSH | OPG | 3rd Floor | Special Pregnancy Program-Fetal | 3rd Floor | Welch Allyn | 7670-01 | 150103181975 | 2015-06-16 | 199 | 2016-06-16
67973 | Sphygmomanometers, Aneroid | Sphygmomanometers | Sphygmomanometers, Aneroid | Active | MSH | OPG | 3rd Floor | Special Pregnancy Program-Fetal | 3rd Floor | Welch Allyn | 7670-01 | 150103181975 | 2015-06-16 | 199 | 2016-06-16
67974 | Sphygmomanometers, Aneroid | Sphygmomanometers | Sphygmomanometers, Aneroid | Active | MSH | OPG | 3rd Floor | Special Pregnancy Program-Fetal | 3rd Floor | Welch Allyn | 7670-01 | 150103181975 | 2015-06-16 | 199 | 2016-06-16
67975 | Sphygmomanometers, Aneroid | Sphygmomanometers | Sphygmomanometers, Aneroid | Active | MSH | OPG | 3rd Floor | Special Pregnancy Program-Fetal | 3rd Floor | Welch Allyn | 7670-01 | 150103181975 | 2015-06-16 | 199 | 2016-06-16
67976 | Sphygmomanometers, Aneroid | Sphygmomanometers | Sphygmomanometers, Aneroid | Active | MSH | OPG | 3rd Floor | Special Pregnancy Program-Fetal | 3rd Floor | Welch Allyn | 7670-01 | 150103181975 | 2015-06-16 | 199 | 2016-06-16
67977 | Sphygmomanometers, Aneroid | Sphygmomanometers | Sphygmomanometers, Aneroid | Active | MSH | OPG | 3rd Floor | Special Pregnancy Program-Fetal | 3rd Floor | Welch Allyn | 7670-01 | 150103181975 | 2015-06-16 | 199 | 2016-06-16
67978 | Sphygmomanometers, Aneroid | Sphygmomanometers | Sphygmomanometers, Aneroid | Active | MSH | OPG | 3rd Floor | Special Pregnancy Program-Fetal | 3rd Floor | Welch Allyn | 7670-01 | 150103181975 | 2015-06-16 | 199 | 2016-06-16
67979 | Scales, Patient, Floor | Scales | Scales, Patient, Floor | Active | MSH | MSH | 10S | Nursing 10S Geriatrics | Cardiology | SR INSTRUMENTS INC | 555 | 1419 | 2001-11-16 | 5001 | 2002-11-16
67980 | Scales, Patient, Floor | Scales | Scales, Patient, Floor | Active | MSH | MSH | 10S | Nursing 10S Geriatrics | Cardiology | SR INSTRUMENTS INC | 555 | 1984 | 2001-11-16 | 5001 | 2002-11-16
67983 | Precision Flow | Precision Flow | Precision Flow | Active | MSH | MSH | 17U | NICU | NICU | Vapotherm, INC | Precision Flow | PF00021695-E | 2015-06-22 | 2001 | 2016-06-22 10:47
67984 | Precision Flow | Precision Flow | Precision Flow | Active | MSH | MSH | 17U | NICU | NICU | Vapotherm, INC | Precision Flow | PF00021693-E | 2015-06-22 | 2001 | 2016-06-22 10:47
67985 | Precision Flow | Precision Flow | Precision Flow | Active | MSH | MSH | 17U | NICU | NICU | Vapotherm, INC | Precision Flow | PF00021351-E | 2015-06-22 | 2001 | 2016-06-22
67987 | Light Sources, Fiberoptic | Light Sources | Light Sources, Fiberoptic | Active | MSH | MSH | 7 | SURGICAL SUITE (COMBINED WITH CYSTO) | OR | Integra Canada ULC | 00MLX | 14K00MLX4033 | 2015-06-24 | 10001 | 2016-06-24 | Loaner, came with a stand
67988 | Aspirators, Emergency | Aspirators | Aspirators, Emergency | Active | MSH | MSH | 16M | Mother & Baby | M&B | LAERDAL MEDICAL CORP | 780010 | 78491361729 | 2015-06-29 | 980 | 2016-06-29 13:01
67989 | Philips Wireless Fetal Transducer Base Station | Philips Wireless Fetal Transducer Base Station | Philips Wireless Fetal Transducer Base Station | Active | MSH | MSH | MSH | Obstetrical Suite (L&D) | 15 Flr | Philips Healthcare | 866074 | DE44801669 | 2015-06-29 | 2001 | 2016-06-29
67990 | Philips Wireless Fetal Transducer Base Station | Philips Wireless Fetal Transducer Base Station | Philips Wireless Fetal Transducer Base Station | Active | MSH | MSH | 15U | Obstetrical Suite (L&D) | 15th Floor - University Side | Philips Healthcare | 866074 | DE44801686 | 2015-06-29 | 2001 | 2016-06-29
67992 | Philips Wireless Fetal Transducer Base Station | Philips Wireless Fetal Transducer Base Station | Philips Wireless Fetal Transducer Base Station | Active | MSH | MSH | MSH | Obstetrical Suite (L&D) | 15 Flr | Philips Healthcare | 866074 | DE44801647 | 2015-06-29 | 2001 | 2016-06-29
67993 | Philips Wireless Fetal Transducer Base Station | Philips Wireless Fetal Transducer Base Station | Philips Wireless Fetal Transducer Base Station | Active | MSH | MSH | MSH | Obstetrical Suite (L&D) | 15 Flr | Philips Healthcare | 866074 | DE44801679 | 2015-06-29 | 2001 | 2016-06-29 14:05
67994 | Philips Wireless Fetal Transducer Base Station | Philips Wireless Fetal Transducer Base Station | Philips Wireless Fetal Transducer Base Station | Active | MSH | MSH | MSH | Obstetrical Suite (L&D) | 15 Flr | Philips Healthcare | 866074 | DE44801675 | 2015-06-29 | 2001 | 2016-06-29 14:05
67996 | Philips Wireless Fetal Transducer Base Station | Philips Wireless Fetal Transducer Base Station | Philips Wireless Fetal Transducer Base Station | Active | MSH | MSH | 15U | Obstetrical Suite (L&D) | L&D - OR 3 | Philips Healthcare | 866074 | DE44801681 | 2015-06-29 | 2001 | 2016-06-29
67997 | Philips Wireless Fetal Transducer Base Station | Philips Wireless Fetal Transducer Base Station | Philips Wireless Fetal Transducer Base Station | Active | MSH | MSH | MSH | Obstetrical Suite (L&D) | 15 Flr | Philips Healthcare | 866074 | DE44801644 | 2015-06-29 | 2001 | 2016-06-29 14:05
67998 | Philips Wireless Fetal Transducer Base Station | Philips Wireless Fetal Transducer Base Station | Philips Wireless Fetal Transducer Base Station | Active | MSH | MSH | MSH | Obstetrical Suite (L&D) | 15 Flr | Philips Healthcare | 866074 | DE44801672 | 2015-06-29 | 2001 | 2016-06-29 14:05
67999 | Philips Wireless Fetal Transducer Base Station | Philips Wireless Fetal Transducer Base Station | Philips Wireless Fetal Transducer Base Station | Active | MSH | MSH | MSH | Obstetrical Suite (L&D) | 15 Flr | Philips Healthcare | 866074 | DE44801645 | 2015-06-29 | 2001 | 2016-06-29 14:05
68000 | Philips Wireless Fetal Transducer Base Station | Philips Wireless Fetal Transducer Base Station | Philips Wireless Fetal Transducer Base Station | Active | MSH | MSH | MSH | Obstetrical Suite (L&D) | 15 Flr | Philips Healthcare | 866074 | DE44801648 | 2015-06-29 | 2001 | 2016-06-29 14:05
68001 | Philips Wireless Fetal Transducer Base Station | Philips Wireless Fetal Transducer Base Station | Philips Wireless Fetal Transducer Base Station | Active | MSH | MSH | MSH | Obstetrical Suite (L&D) | 15 Flr | Philips Healthcare | 866074 | DE44801683 | 2015-06-29 | 2001 | 2016-06-29 14:05
68003 | Philips Wireless Fetal Transducer Base Station | Philips Wireless Fetal Transducer Base Station | Philips Wireless Fetal Transducer Base Station | Active | MSH | MSH | MSH | Obstetrical Suite (L&D) | 15 Flr | Philips Healthcare | 866074 | DE44801682 | 2015-06-29 | 2001 | 2016-06-29 14:05
68004 | Philips Wireless Fetal Transducer Base Station | Philips Wireless Fetal Transducer Base Station | Philips Wireless Fetal Transducer Base Station | Active | MSH | MSH | MSH | Obstetrical Suite (L&D) | 15 Flr | Philips Healthcare | 866074 | DE44801649 | 2015-06-29 | 2001 | 2016-06-29 14:05
68005 | Philips Wireless Fetal Transducer Base Station | Philips Wireless Fetal Transducer Base Station | Philips Wireless Fetal Transducer Base Station | Active | MSH | MSH | MSH | Obstetrical Suite (L&D) | 15 Flr | Philips Healthcare | 866074 | DE44801641 | 2015-06-29 | 0 | 2016-06-29
68007 | Philips Wireless Fetal Transducer Base Station | Philips Wireless Fetal Transducer Base Station | Philips Wireless Fetal Transducer Base Station | Active | MSH | MSH | MSH | Obstetrical Suite (L&D) | 15 Flr | Philips Healthcare | 866074 | DE44801670 | 2015-06-29 | 2001 | 2016-06-29 14:05
68008 | Philips Wireless Fetal Transducer Base Station | Philips Wireless Fetal Transducer Base Station | Philips Wireless Fetal Transducer Base Station | Active | MSH | MSH | MSH | Obstetrical Suite (L&D) | 15 Flr | Philips Healthcare | 866074 | DE44801674 | 2015-06-29 | 2001 | 2016-06-29 14:05
68009 | Philips Wireless Fetal Transducer Base Station | Philips Wireless Fetal Transducer Base Station | Philips Wireless Fetal Transducer Base Station | Active | MSH | MSH | 15U | Obstetrical Suite (L&D) | L&D | Philips Healthcare | 866074 | DE44801677 | 2015-06-29 | 2001 | 2016-06-29 14:05
68012 | Thermometers, Electronic, Thermistor/Thermocouple, Patient | Thermometers | Thermometers, Electronic, Thermistor/Thermocouple, Patient | Active | MSH | MSH | 12S | Nursing 12S Medicine | 12th Floor - South Side | Cardinal Health Canada Inc | Filac 3000 AD | A1554392X | 2015-06-29 | 249 | 2016-06-29
68014 | Thermometers, Electronic, Thermistor/Thermocouple, Patient | Thermometers | Thermometers, Electronic, Thermistor/Thermocouple, Patient | Active | MSH | MSH | 10S | Nursing 10S Geriatrics | Cardiology | Cardinal Health Canada Inc | Filac 3000 AD | A0918956 | 2015-06-29 | 249 | 2016-06-29 | vendor replaced A1554380X with A0918956
68017 | Philips Wireless Fetal Transducer Base Station | Philips Wireless Fetal Transducer Base Station | Philips Wireless Fetal Transducer Base Station | Active | MSH | MSH | 15U | Obstetrical Suite (L&D) | L&D | Philips Healthcare | 866074 | DE44802066 | 2015-06-29 | 2001 | 2016-06-29
68019 | Philips Wireless Fetal Transducer Base Station | Philips Wireless Fetal Transducer Base Station | Philips Wireless Fetal Transducer Base Station | Active | MSH | MSH | 15U | Obstetrical Suite (L&D) | L&D | Philips Healthcare | 866074 | DE44802069 | 2015-06-29 | 2001 | 2016-06-29 14:05
6802 | Network Hubs, data acquisition tool | Physiologic Monitor Modules | Network Hubs | Active | MSH | MSH | 18 | ICU | ICU | Dataq Instruments | DI 155 | 52778450 | 2015-07-10 | 0 | 2016-07-10 | ICU Research Kit for EPVent 2 Physiological Recording
68020 | Video Systems, Endoscopic | Video Systems | Video Systems, Endoscopic | Active | MSH | MSH | 6 | Endoscopy | Endoscopy | OLYMPUS CORP MEDICAL INSTRUMENT DIV | CV-190 - Evis Exera III | 7503180 | 2015-07-03 | 20001 | 2016-07-03
68021 | Light Sources | Light Sources | Light Sources | Active | MSH | MSH | 6 | Endoscopy | ENDO Room#3 | OLYMPUS CORP MEDICAL INSTRUMENT DIV | CLV-190 - Evis Exera III | 7551450 | 2015-07-03 | 10001 | 2016-07-03
68022 | Ventilators, Intensive Care, Neonatal/Pediatric | Ventilators | Ventilators, Intensive Care, Neonatal/Pediatric | Active | MSH | MSH | MSH | Respiratory Therapy | NICU 17th Floor | Draeger Medical Canada | Babylog VN500 | ASEM-0090 | 2014-08-08 | 60001 | 2015-08-08 | With Monitor Infinity C500 SN# TAPP-620170. PS500 installed, January.2015
68023 | Ventilators, Intensive Care, Neonatal/Pediatric | Ventilators | Ventilators, Intensive Care, Neonatal/Pediatric | Active | MSH | MSH | 17U | Respiratory Therapy | NICU 17th floor | Draeger Medical Canada | Babylog VN500 | ASEM-0089 | 2014-08-08 | 60001 | 2015-08-08 | With Monitor Infinity C500 SN# TAPP-620170. PS500 installed, January.2015
68026 | EPVent Equipment Bundle | EPVent Equipment Bundle | EPVent Equipment Bundle | Active | MSH | MSH | 18 | ICU | ICU | Dataq Instruments | DI155 | 52778450 | 2015-07-10 | 0 | 2016-07-10 | ICU Research Kit for EPVent 2 Physiological Recording
68027 | Applanation Tonometer | Applanation Tonometer | Applanation Tonometer | Active | MSH | MSH | 3 | Emergency | Emergency | REICHERT SCIENTIFIC INSTRUMENTS | TO1-RE-230650 | 44099-0615 | 2015-07-10 | 3949.3501 | 2016-07-01 | Instrument Class II-Ratification #3222. Software version 2.0. Axis Medical: 1.800.267.5597; address: #1-30 Hanna Court, Belleville, ON., K8P 5J2 Info: axismedical.ca. Ocu-Film Tip Covers REF # 230651. Optically Approved Compressed Gas "DUST-OFF" to be used for cleaning the xducer daily buy from Ph: 800.363.1992.
68028 | Applanation Tonometer | Applanation Tonometer | Applanation Tonometer | Active | MSH | MSH | 3 | Emergency | Emergency | REICHERT SCIENTIFIC INSTRUMENTS | TO1-RE-230650 | 44100-0615 | 2015-07-10 | 3949.3501 | 2016-07-01 13:42 | Instrument Class II-Ratification #3222. Software version 2.0. Axis Medical: 1.800.267.5597; address: #1-30 Hanna Court, Belleville, ON., K8P 5J2 Info: axismedical.ca. Ocu-Film Tip Covers REF # 230651. Optically Approved Compressed Gas "DUST-OFF" to be used for cleaning the xducer daily buy from Ph: 800.363.1992.
68029 | Philips Wireless Fetal Transducer Base Station | Philips Wireless Fetal Transducer Base Station | Philips Wireless Fetal Transducer Base Station | Active | MSH | MSH | 15U | Obstetrical Suite (L&D) | L&D | Philips Healthcare | 866074 | DE4480208 | 2015-06-29 | 2001 | 2016-06-29 14:05
68030 | Philips Wireless Fetal Transducer Base Station | Philips Wireless Fetal Transducer Base Station | Philips Wireless Fetal Transducer Base Station | Active | MSH | MSH | MSH | Obstetrical Suite (L&D) | 15 Flr | Philips Healthcare | 866074 | DE44802065 | 2015-06-29 | 2001 | 2016-06-29 14:05
68032 | Philips Wireless Fetal Transducer Base Station | Philips Wireless Fetal Transducer Base Station | Philips Wireless Fetal Transducer Base Station | Active | MSH | MSH | MSH | Obstetrical Suite (L&D) | 15 Flr | Philips Healthcare | 866074 | DE44802068 | 2015-06-29 | 2001 | 2016-06-29 14:05
68034 | Incubators, Infant, Mobile | Incubators | Incubators, Infant, Mobile | Active | MSH | MSH | 17U | NICU | NICU | GE Healthcare | Giraffe | HDHT60657 | 2015-07-20 | 25466.4004 | 2016-07-20 | This is a replacement for #67949
68040 | Humidifiers, Heated | Humidifiers | Humidifiers, Heated | Active | MSH | MSH | 17U | Respiratory Therapy | NICU | FISHER & PAYKEL MEDICAL INC | MR850 JHU | 120709149427 | 2015-07-15 | 1601 | 2015-07-15 | .
68044 | Food Pump | Food Pump | Food Pump | Active | MSH | MSH | 14N | Nursing 14N Surgery | 14th Floor - North Side | Covidien | 482400S | C1154525 | 2011-01-18 | 2001 | 2012-01-18
68045 | Scales, Patient, Floor | Scales | Scales, Patient, Floor | Active | MSH | OPG | 3rd Floor | Special Pregnancy Program-Fetal | OPG 3rd SPP-MDP | HEALTH O METER INC | 600KL | 600kl02460 | 2015-07-28 | 0 | 2016-06-28 | Date Code: 4914 2012; Jan 30, 2013- Dsiplay unit- Serial # 9401B01439(4711); June 06, 2013- Display unit- S.No 3 9401B01392, DATE CODE: 471. Nov 18, 2013- Received new dsiplay unit- serial # 9401B 01520, DATE CODE: 3613
68046 | Sphygmomanometers, Electronic, Automatic | Sphygmomanometers | Sphygmomanometers, Electronic, Automatic | Active | MSH | MSH | 10S | Dr. Alan Barolet | Cardiology | BpTRU MEDICAL DEVICES LTD. | BPM-100 | 015284 | 2015-07-29 | 1001 | 2016-07-29 | Department of Medicine, Cardiology Dr Alan Barolet Rm1614
68047 | Sphygmomanometers, Electronic, Automatic | Sphygmomanometers | Sphygmomanometers, Electronic, Automatic | Active | MSH | MSH | 10S | Dr. Alan Barolet | Cardiology | BpTRU MEDICAL DEVICES LTD. | BPM-100 | 015472 | 2015-07-29 | 1001 | 2016-07-29 | Department of Medicine, Cardiology Dr Alan Barolet Rm 1614
68048 | Vacuum Regulator | Vacuum Regulator | Vacuum Regulator | Active | MSH | MSH | MSH | Respiratory Therapy | Respiratorye | Amvex Corporation | VR-CIID-DHDG | VRA08107HH | 2010-01-07 | 444.16 | 2011-01-07 11:16
68050 | Vacuum Regulator | Vacuum Regulator | Vacuum Regulator | Active | MSH | MSH | 18 | ICU | ICU | Amvex Corporation | VR-CIID-DHDG | VRA08055HH | 2010-01-07 | 444.16 | 2011-01-07 11:16
68051 | Vacuum Regulator | Vacuum Regulator | Vacuum Regulator | Active | MSH | MSH | 10S | Coronary Care Unit | CCU | Amvex Corporation | VR-CIID-DHDG | VRA08053HH | 2010-03-23 | 444.16 | 2011-03-23
68055 | Oximeters, Pulse | Oximeters | Oximeters, Pulse | Active | MSH | MSH | MSH | Audiology (Otologic Fn) | Audiology, 2nd floor, room#201 | MASIMO | Rad 5 | N73467 | 2014-06-09 | 795 | 2015-06-09
68057 | Nebulizers | Nebulizers | Nebulizers | Active | MSH | MSH | MSH | NICU | 17th Floor, University Wing | Aerogen Ltd | AG-PX-1050-US | AP-1415161 | 2015-08-26 | 0 | 2017-08-26 | Class 2, Type BF medical electrical equipment. Double insulation. IEC 60601-1-2 eletrical approval.
68059 | Ambulatory Blood Pressure Machine | Ambulatory Blood Pressure Machine | Ambulatory Blood Pressure Machine | Active | MSH | MSH | MSH | ECG Unit | ECG 16th Floor | SPACELABS INC | 90227-1 | 90227-000497 | 2015-08-28 | 3800 | 2016-08-28 | Battery Operated 2AA
68060 | Thermometers, Electronic, Thermistor/Thermocouple, Patient | Thermometers | Thermometers, Electronic, Thermistor/Thermocouple, Patient | Active | MSH | MSH | MSH | IVF Clinic | IVF Clinic | Cardinal Health Canada Inc | FastTemp | G0321235 | 2003-01-01 | 0 | 2004-01-01
68061 | Thermometers, Electronic, Thermistor/Thermocouple, Patient | Thermometers | Thermometers, Electronic, Thermistor/Thermocouple, Patient | Active | MSH | MSH | MSH | IVF Clinic | IVF Clinic | Cardinal Health Canada Inc | FastTemp | G0320689 | 2003-01-01 | 0 | 2004-01-01
68062 | Thermometers, Electronic, Infrared | Thermometers | Thermometers, Electronic, Infrared | Active | MSH | MSH | 9 | Nursing 9S Psychiatry | Psychiatry | Cardinal Health Canada Inc | Genius 2 | N10002486 | 2009-12-15 | 249 | 2012-12-15
68064 | Vacuum Regulator | Vacuum Regulator | Vacuum Regulator | Active | MSH | MSH | 14N | Nursing 14N Surgery |  | Amvex Corporation | VR-CIID-DHDG | VRA08075HH | 2010-01-07 | 444.16 | 2011-01-07 | No PO#
68069 | Scales, Patient, Floor | Scales | Scales, Patient, Floor | Active | MSH | MSH | 14S | Nursing 14S Medicine |  | SR INSTRUMENTS INC | 5R555I | 4998 | 2000-07-19 | 4001 | 2001-07-19
68072 | Infant T-Piece Resuscitator | Infant T-Piece Resuscitator | Infant T-Piece Resuscitator | Active | MSH | MSH | MSH | NICU | 17 Floor NICU | FISHER & PAYKEL MEDICAL INC | RD900AEU | 140725002921 | 2015-09-10 | 1500 | 2016-09-10
68074 | Monitors, Physiologic, Multipurpose, Bedside | Monitors, Physiologic | Monitors, Physiologic, Multipurpose, Bedside | Active | MSH | MSH | 7 | SURGICAL SUITE (COMBINED WITH CYSTO) | O.R | Philips Healthcare | 865240 - MX800 | DE12512555 | 2015-09-18 | 20308 | 2016-09-18 14:03
68075 | Monitors, Physiologic, Patient Transport | Monitors, Physiologic | Monitors, Physiologic, Patient Transport | Active | MSH | MSH | 5 | Resp Therapy (Anesthesia) | Operating Room | Philips Healthcare | M3002A - X2 | DE466H0712 | 2015-09-18 | 7000 | 2016-09-18
68076 | RACKS, MODULE | Physiologic Monitor Modules | Physiologic Monitor Module Housings | Active | MSH | MSH | 7 | SURGICAL SUITE (COMBINED WITH CYSTO) | O.R | Philips Healthcare | M8048A | DE502B4420 | 2015-09-18 | 1200 | 2016-09-18 14:43
68077 | EC10 Module | Physiologic Monitor Modules | Network Hubs | Active | MSH | MSH | 5 | Resp Therapy (Anesthesia) | Operating Room | Philips Healthcare | 865115 - EC10 | DE84603215 | 2015-09-18 | 1589.4 | 2016-09-18
68079 | Thermal Array Recorder Module | Physiologic Monitor Modules | Printer/Graphic Recorders | Active | MSH | MSH | 7 | SURGICAL SUITE (COMBINED WITH CYSTO) | O.R | Philips Healthcare | 866336 - M1116C | US40911980 | 2015-09-18 | 1412.4 | 2016-09-18 15:35
68084 | Thermometers, Electronic, Thermistor/Thermocouple, Patient | Thermometers | Thermometers, Electronic, Thermistor/Thermocouple, Patient | Active | MSH | MSH | 17U | NICU | NICU | Cardinal Health Canada Inc | Filac 3000 AD | A1351869 | 2014-12-02 | 249 | 2017-12-02
68087 | Vacuum Regulator | Vacuum Regulator | Vacuum Regulator | Active | MSH | MSH | 10N | Nursing 10S Geriatrics | Geriatrics | Amvex Corporation | VR-CIID-DHDG | VRA08078HH | 2010-03-23 | 444.16 | 2011-03-23
68091 | Sphygmomanometers, Aneroid | Sphygmomanometers | Sphygmomanometers, Aneroid | Active | MSH | MSH | 4 | Preadmission Clinic | 4th Floor | Covidien | CE0050 | 9912131627 | 2011-03-15 | 380.2 | 2011-03-15 12:09
68092 | Humidifiers, Heated | Humidifiers | Humidifiers, Heated | Active | MSH | MSH | 17U | NICU | NICU | FISHER & PAYKEL MEDICAL INC | MR850JFC | 130415175206 | 2014-02-13 | 1425 |  | Unit registered in MSHDB on Oct 29, 2015. Unknown date of clinical use.
68093 | Humidifiers, Heated | Humidifiers | Humidifiers, Heated | Active | MSH | MSH | 17U | NICU | NICU | FISHER & PAYKEL MEDICAL INC | MR850JFC | 130415175198 | 2014-02-13 | 1425 |  | Unit registered in MSHDB on Oct 29, 2015. Unknown date of clinical use.
68094 | Precision and Analitical Balance | Precision and Analitical Balance | Precision and Analitical Balance | Active | MSH | MSH | MSH | Biochemistry | 6th floor, MSH | Mettler Tolido | ML1602T/00 | B541536656 | 2015-11-02 | 250 | 2016-11-02 11:15
68095 | Food Pump | Food Pump | Food Pump | Active | MSH | MSH | MSH | Nutrition | MSH-600 Uni-18-ICU Mobile | Covidien | 482400S | C1917015 | 2011-01-18 | 2001 | 2012-01-18 14:53 | battery jan 2016
68099 | Vacuum Regulator | Vacuum Regulator | Vacuum Regulator | Active | MSH | MSH | 11N | Nursing 11N Medicine |  | Amvex Corporation | VR-CIID-DHDG | VRA06774FG | 2010-01-07 | 444.16 | 2011-01-07 11:16
68101 | Handheld Doppler Without Display | Handheld Doppler Without Display | Handheld Doppler Without Display | Active | MSH | MSH | 11S | Nursing 11S Medicine |  | WALLACH SURGICAL DEVICES INC | L250-SD8 | 2019050010 | 2019-06-18 | 1 | 2016-11-23 | Comes with 8 MHz vascular probe.
68102 | Monitors, Vital Signs | Monitors, Vital Signs | Monitors, Vital Signs | Active | MSH | MSH | MSH | Cath Lab | CATH LAB 16 South | Welch Allyn | 64MXXX - CVSM 6000 | 100093634415 | 2015-11-23 | 3800 | 2017-11-23 | Battery Li-ion.
68104 | Microscopes, Light, Examination | Microscopes | Microscopes, Light, Examination | Active | MSH | MSH | 15U | Obstetrical Suite (L&D) | L&D | LEICA CANADA INC. | DM750/4 | C740219515TWO164/09/15 | 2015-12-02 | 154000 | 2015-12-02 | DM750RH Std Stand, and 4Hole Nspce+1x45 degree Binocular Tube(SN:C000000009839)
68105 | Spirometers, Diagnostic | Spirometers | Spirometers, Diagnostic | Active | MSH | MSH | 15U | Obstetrical Suite (L&D) | L&D | Philips Healthcare | M1014A | DE41603245 | 2015-12-03 | 0 | 2016-12-03 10:27 | Replaced with defective Loner SN DE00202759.
68109 | Aspirators, Emergency | Aspirators | Aspirators, Emergency | Active | MSH | MSH | 18 | ICU | ICU | LAERDAL MEDICAL CORP | 780030 | 78231580103 | 2014-03-11 | 1200 | 2015-03-11 | 3 Year Battery
68115 | Vacuum Regulator | Vacuum Regulator | Vacuum Regulator | Active | MSH | MSH | 3 | Emergency | Emergency | Amico | SR-C2 | AA7308CE | 2015-01-07 | 487 | 2026-01-01
68116 | Vacuum Regulator | Vacuum Regulator | Vacuum Regulator | Active | MSH | MSH | 3 | Emergency | Emergency | Amico | SR-C2 | BA1586CE | 2015-01-07 | 487 | 2026-01-01
68117 | Computers, Personal, Laptop | Computers | Computers, Personal, Laptop | Active | MSH | MSH | MSH | ENT Clinic | Hearing Balance Unit | Genie Audio | Windows 7 32 BIT | C47B402 | 2016-01-14 | 0 | 2018-01-14
68118 | Computers, Personal, Laptop | Computers | Computers, Personal, Laptop | Active | MSH | MSH | MSH | ENT Clinic | Hearing Balance Unit | Genie Audio | Windows 7 32 BIT | C47B402 | 2016-01-14 | 0 | 2018-01-14
68123 | Sphygmomanometers, Electronic, Automatic | Sphygmomanometers | Sphygmomanometers, Electronic, Automatic | Active | MSH | MSH | 10S | Nursing 10S Geriatrics | Cardiology | OMRON HEALTHCARE, INC. | BP762CAN (HEM-7220-CACS) | 20130403073LG | 2016-01-20 | 89.99 | 2017-01-20 10:56 | Unit comes with Omron ComFit BP Cuff and Power Adaptor, part# (HEM-ADPTW5), model: 60120HW5SW, Ulc approved.
68126 | Scales, Patient, Floor | Scales | Scales, Patient, Floor | Active | MSH | OPG | 3rd Floor | Special Pregnancy Program-Fetal | SPP-MDP, OPG, 3rd Floor | HEALTH O METER INC | 600KL | 600KL03023 | 2016-01-26 | 1012 | 2017-01-26 | Homscale.com. Tech. support: 708-377-0600
68127 | Vacuum Regulator | Vacuum Regulator | Vacuum Regulator | Active | MSH | MSH | 18 | ICU | ICU | Amvex Corporation | VR-CIID-DHDG | VRA08063HH | 2010-01-07 | 444.16 | 2011-01-07 11:16 | No PO#
68134 | Vacuum Regulator | Vacuum Regulator | Vacuum Regulator | Active | MSH | MSH | 3 | Emergency | Emergency | Amico | SR-C1 | AAD1618DA | 2015-01-07 | 487109 | 2026-01-01
68135 | Vacuum Regulator | Vacuum Regulator | Vacuum Regulator | Active | MSH | MSH | 3 | Emergency | Emergency | Amico | SR-C2 | BA2045DA | 2015-01-07 | 487109 | 2026-01-01
68136 | Vacuum Regulator | Vacuum Regulator | Vacuum Regulator | Active | MSH | MSH | 3 | Emergency | Emergency | Amico | SR-C2 | AA6293CB | 2015-01-07 | 487109 | 2026-01-01
68139 | Vacuum Regulator | Vacuum Regulator | Vacuum Regulator | Active | MSH | MSH | 12S | Nursing 12S Medicine |  | Amvex Corporation | VR-CIID-DHDG | VRA08118HH | 2010-01-07 | 444.16 | 2011-01-07 11:16
68143 | Thermometers, Electronic, Thermistor/Thermocouple, Patient | Thermometers | Thermometers, Electronic, Thermistor/Thermocouple, Patient | Active | MSH | MSH | 17U | NICU | NICU | Cardinal Health Canada Inc | Filac 3000 AD | A1352001 | 2013-01-01 | 249 | 2016-01-01
68147 | Oximeters, Pulse | Oximeters | Oximeters, Pulse | Active | MSH | MSH | MSH | ICU | 18th floor | Covidien | 5100C | 11-10819 | 2016-02-26 | 0 | 2017-02-26 | loaner from Covidien for more information call Dr. Goligher, Ewan <Ewan.Goligher@uhn.ca>
68148 | Simulators, Transducer Output, Pulse Oximetry | Simulators | Simulators, Transducer Output, Pulse Oximetry | Active | BH | BH | CSR | Biomedical Engineering | Biomed | Pronk Technologies | PR-OXI-SIM | OX8207 | 2016-03-09 | 0 | 2017-03-09
68149 | Testers | Testers | Testers | Active | MSH | MSH | 1 | Biomedical Engineering | Biomedical Eng. | Covidien | Calibrator/Checker | K0912739 | 2016-03-09 | 1520 | 2017-03-09
68150 | Sphygmomanometers, Aneroid | Sphygmomanometers | Sphygmomanometers, Aneroid | Active | MSH | MSH | 11S | Nursing 11S Medicine |  | Welch Allyn | 7670-01 | 151130094155 | 2016-03-09 | 199 | 2017-03-09 | 11 South
68151 | Sphygmomanometers, Aneroid | Sphygmomanometers | Sphygmomanometers, Aneroid | Active | MSH | MSH | 11S | Nursing 11S Medicine |  | Welch Allyn | 7670-01 | 151130100165 | 2016-03-09 | 199 | 2017-03-09 | 11 South
68152 | Sphygmomanometers, Aneroid | Sphygmomanometers | Sphygmomanometers, Aneroid | Active | MSH | MSH | 11S | Nursing 11S Medicine |  | Welch Allyn | 7670-01 | 151130093305 | 2016-03-09 | 199 | 2017-03-09 | 11 South
68153 | Sphygmomanometers, Aneroid | Sphygmomanometers | Sphygmomanometers, Aneroid | Active | MSH | MSH | 11S | Nursing 11S Medicine |  | Welch Allyn | 7670-01 | 151201104505 | 2016-03-09 | 199 | 2017-03-09 | 11 South
68154 | Sphygmomanometers, Aneroid | Sphygmomanometers | Sphygmomanometers, Aneroid | Active | MSH | MSH | 11S | Nursing 11S Medicine |  | Welch Allyn | 7670-01 | 151201102685 | 2016-03-09 | 199 | 2017-03-09 | 11 South
68155 | Sphygmomanometers, Aneroid | Sphygmomanometers | Sphygmomanometers, Aneroid | Active | MSH | MSH | 11S | Nursing 11S Medicine |  | Welch Allyn | 7670-01 | 151130100275 | 2016-03-09 | 199 | 2017-03-09 | 11 South
68156 | Sphygmomanometers, Aneroid | Sphygmomanometers | Sphygmomanometers, Aneroid | Active | MSH | MSH | 11S | Nursing 11S Medicine |  | Welch Allyn | 7670-01 | 151130091545 | 2016-03-09 | 199 | 2017-03-09 | 11 South
68157 | Sphygmomanometers, Aneroid | Sphygmomanometers | Sphygmomanometers, Aneroid | Active | MSH | MSH | 11S | Nursing 11S Medicine |  | Welch Allyn | 7670-01 | 151210221765 | 2016-03-09 | 199 | 2017-03-09 | 11 South
68160 | Vacuum Regulator | Vacuum Regulator | Vacuum Regulator | Active | MSH | MSH | 10S | Nursing 10S Geriatrics | Cardiology | Amvex Corporation | VR-CIID-DHDG | VRA08174IK | 2010-01-07 | 444.16 | 2011-01-07 11:16
68161 | Sphygmomanometers, Aneroid | Sphygmomanometers | Sphygmomanometers, Aneroid | Active | MSH | MSH | 11S | Nursing 11S Medicine |  | Welch Allyn | 7670-01 | 151021215885 | 2016-03-09 | 199 | 2017-03-09 | 11 South
68162 | Sphygmomanometers, Aneroid | Sphygmomanometers | Sphygmomanometers, Aneroid | Active | MSH | MSH | 11S | Nursing 11S Medicine |  | Welch Allyn | 7670-01 | 151210220385 | 2016-03-09 | 199 | 2017-03-09 | 11 South
68165 | Laryngoscopes Charger | Laryngoscopes Charger | Laryngoscopes Charger | Active | MSH | MSH | 5 | Respiratory Therapy | OR | Heine Optotechnik | NT300 | 1100156759 | 2016-03-16 | 500 | 2017-03-16 13:21
68166 | Laryngoscopes Charger | Laryngoscopes Charger | Laryngoscopes Charger | Active | MSH | MSH | 5 | Respiratory Therapy | OR | Heine Optotechnik | NT300 | 1100156737 | 2016-03-16 | 500 | 2017-03-16 13:21
68167 | Laryngoscopes Charger | Laryngoscopes Charger | Laryngoscopes Charger | Active | MSH | MSH | 5 | Respiratory Therapy | OR | Heine Optotechnik | NT300 | 1100141066 | 2016-03-16 | 500 | 2017-03-16 13:21
68168 | Laryngoscopes Charger | Laryngoscopes Charger | Laryngoscopes Charger | Active | MSH | MSH | 5 | Respiratory Therapy | OR | Heine Optotechnik | NT300 | 1100219285 | 2016-03-16 | 500 | 2017-03-16 13:21
68169 | Laryngoscopes Charger | Laryngoscopes Charger | Laryngoscopes Charger | Active | MSH | MSH | 5 | Respiratory Therapy | OR | Heine Optotechnik | NT300 | 1100115508 | 2016-03-16 | 500 | 2017-03-16 13:21
68171 | Laryngoscopes Charger | Laryngoscopes Charger | Laryngoscopes Charger | Active | MSH | MSH | 5 | Respiratory Therapy | OR | Heine Optotechnik | NT300 | 1100156717 | 2016-03-16 | 500 | 2017-03-16 13:21
68227 | Monitors, Physiologic, Patient Transport | Monitors, Physiologic | Monitors, Physiologic, Patient Transport | Active | MSH | MSH | 17U | NICU | NICU | Philips Healthcare | M3002A - X2 | DE575M0581 | 2016-03-17 | 4000 | 2017-03-17 | SW rev K.xx.xxx Now Rev M - labelled X2NICU101
68229 | Monitors, Physiologic, Patient Transport | Monitors, Physiologic | Monitors, Physiologic, Patient Transport | Active | MSH | MSH | 17U | NICU | NICU | Philips Healthcare | M3002A - X2 | DE575M0586 | 2016-03-17 | 67000 | 2017-03-17 | SW rev K.xx.xxx Now Rev M - labelled X2NICU107
68236 | Monitors, Physiologic, Patient Transport | Monitors, Physiologic | Monitors, Physiologic, Patient Transport | Active | MSH | MSH | 17U | NICU | NICU | Philips Healthcare | M3002A - X2 | DE575M0615 | 2016-03-17 | 67000 | 2017-03-17 | SW rev K.xx.xxx Moved to Rev M - labelled X2NICU103
68237 | Monitors, Physiologic, Patient Transport | Monitors, Physiologic | Monitors, Physiologic, Patient Transport | Active | MSH | MSH | 17U | NICU | NICU | Philips Healthcare | M3002A - X2 | DE575M0670 | 2016-03-17 | 67000 | 2017-03-17 | SW rev K.xx.xxx Now rev M - labelled X2NICU108
68238 | Monitors, Physiologic, Multipurpose, Bedside | Monitors, Physiologic | Monitors, Physiologic, Multipurpose, Bedside | Active | MSH | MSH | 3 | Emergency | EResus1 | Philips Healthcare | 865240 - MX800 | DE50848483 | 2016-03-17 | 20308 | 2017-03-17 | SW rev K.xxx.xxx
68241 | Monitors, Physiologic, Multipurpose, Bedside | Monitors, Physiologic | Monitors, Physiologic, Multipurpose, Bedside | Active | MSH | MSH | 5 | ICU | ICU | Philips Healthcare | 865240 - MX800 | DE50848521 | 2016-03-17 | 20308 | 2017-03-17 | SW rev K.xxx.xxx
68243 | Monitors, Physiologic, Multipurpose, Bedside | Monitors, Physiologic | Monitors, Physiologic, Multipurpose, Bedside | Active | MSH | MSH | 3 | Emergency | Emergency | Philips Healthcare | 865241 - MX700 | DE50940197 | 2016-03-17 | 12000 | 2017-03-17
68244 | Monitors, Physiologic, Multipurpose, Bedside | Monitors, Physiologic | Monitors, Physiologic, Multipurpose, Bedside | Active | MSH | MSH | 3 | Emergency | Emergency | Philips Healthcare | 865241 - MX700 | DE50940174 | 2016-03-17 | 12000 | 2017-03-17
68245 | Monitors, Physiologic, Multipurpose, Bedside | Monitors, Physiologic | Monitors, Physiologic, Multipurpose, Bedside | Active | MSH | MSH | 3 | Emergency | Emergency | Philips Healthcare | 865241 - MX700 | DE50940213 | 2016-03-17 | 12000 | 2017-03-17
68246 | Monitors, Physiologic, Multipurpose, Bedside | Monitors, Physiologic | Monitors, Physiologic, Multipurpose, Bedside | Active | MSH | MSH | 3 | Emergency | Emergency | Philips Healthcare | 865241 - MX700 | DE50940332 | 2016-03-17 | 12000 | 2017-03-17 | Software Ver K.xxx.xx
68248 | Monitors, Physiologic, Multipurpose, Bedside | Monitors, Physiologic | Monitors, Physiologic, Multipurpose, Bedside | Active | MSH | MSH | 1 | Emergency | Biomed Dept | Philips Healthcare | 865241 - MX700 | DE50940341 | 2016-03-17 | 12000 | 2017-03-17 | Software Ver K.xxx.xx
68251 | Monitors, Physiologic, Multipurpose, Bedside | Monitors, Physiologic | Monitors, Physiologic, Multipurpose, Bedside | Active | MSH | MSH | 1 | Emergency | Emergency - Spare | Philips Healthcare | 865241 - MX700 | DE50940356 | 2016-03-17 | 12000 | 2017-03-17 | Software Ver K.xxx.xx EMERG SPARE IN BIOMED SHOP
68252 | Monitors, Physiologic, Multipurpose, Bedside | Monitors, Physiologic | Monitors, Physiologic, Multipurpose, Bedside | Active | MSH | MSH | 1 | Emergency | Emergency - Spare | Philips Healthcare | 865241 - MX700 | DE50940357 | 2016-03-17 | 12000 | 2017-03-17 | Software Ver K.xxx.xx Emerg Spare in Biomed shop
68253 | Monitors, Physiologic, Multipurpose, Bedside | Monitors, Physiologic | Monitors, Physiologic, Multipurpose, Bedside | Active | MSH | MSH | 1 | Emergency | Biomed Lab | Philips Healthcare | 865241 - MX700 | DE50940358 | 2016-03-17 | 12000 | 2017-03-17 | Software Ver K.xxx.xx
68254 | Monitors, Physiologic, Multipurpose, Bedside | Monitors, Physiologic | Monitors, Physiologic, Multipurpose, Bedside | Active | MSH | MSH | 3 | Emergency | Emergency | Philips Healthcare | 865241 - MX700 | DE50940361 | 2016-03-17 | 12000 | 2017-03-17
68255 | RACKS, MODULE | Physiologic Monitor Modules | Physiologic Monitor Module Housings | Active | MSH | MSH | 3 | Emergency | Emergency | Philips Healthcare | M8048A | DE439D7129 | 2016-03-17 | 1200 | 2017-03-17
68256 | RACKS, MODULE | Physiologic Monitor Modules | Physiologic Monitor Module Housings | Active | MSH | MSH | 3 | Emergency | Emergency | Philips Healthcare | M8048A | DE439D7129 | 2016-03-17 | 1200 | 2017-03-17
68257 | RACKS, MODULE | Physiologic Monitor Modules | Physiologic Monitor Module Housings | Active | MSH | MSH | 3 | Emergency | Emergency | Philips Healthcare | M8048A | DE439D7129 | 2016-03-17 | 1200 | 2017-03-17
68258 | RACKS, MODULE | Physiologic Monitor Modules | Physiologic Monitor Module Housings | Active | MSH | MSH | 3 | Emergency | Emergency | Philips Healthcare | M8048A | DE439D7129 | 2016-03-17 | 1200 | 2017-03-17
68259 | RACKS, MODULE | Physiologic Monitor Modules | Physiologic Monitor Module Housings | Active | MSH | MSH | 3 | Emergency | Emergency | Philips Healthcare | M8048A | DE12350865 | 2016-03-17 | 1200 | 2017-03-17
68260 | RACKS, MODULE | Physiologic Monitor Modules | Physiologic Monitor Module Housings | Active | MSH | MSH | 3 | Emergency | Emergency | Philips Healthcare | M8048A | DE12350865 | 2016-03-17 | 1200 | 2017-03-17
68262 | RACKS, MODULE | Physiologic Monitor Modules | Physiologic Monitor Module Housings | Active | MSH | MSH | 3 | Emergency | Emergency | Philips Healthcare | M8048A | DE12350865 | 2016-03-17 | 1200 | 2017-03-17
68263 | RACKS, MODULE | Physiologic Monitor Modules | Physiologic Monitor Module Housings | Active | MSH | MSH | 3 | Emergency | Emergency | Philips Healthcare | M8048A | DE12350865 | 2016-03-17 | 1200 | 2017-03-17
68265 | RACKS, MODULE | Physiologic Monitor Modules | Physiologic Monitor Module Housings | Active | MSH | MSH | 3 | Emergency | Emergency | Philips Healthcare | M8048A | DE12350865 | 2016-03-17 | 1200 | 2017-03-17
68266 | RACKS, MODULE | Physiologic Monitor Modules | Physiologic Monitor Module Housings | Active | MSH | MSH | 3 | Emergency | Emergency | Philips Healthcare | M8048A | DE12350865 | 2016-03-17 | 1200 | 2017-03-17
68267 | RACKS, MODULE | Physiologic Monitor Modules | Physiologic Monitor Module Housings | Active | MSH | MSH | 3 | Emergency | Emergency | Philips Healthcare | M8048A | DE12350865 | 2016-03-17 | 1200 | 2017-03-17
68268 | RACKS, MODULE | Physiologic Monitor Modules | Physiologic Monitor Module Housings | Active | MSH | MSH | 3 | Emergency | Emergency | Philips Healthcare | M8048A | DE12350865 | 2016-03-17 | 1200 | 2017-03-17
68269 | RACKS, MODULE | Physiologic Monitor Modules | Physiologic Monitor Module Housings | Active | MSH | MSH | 3 | Emergency | Emergency | Philips Healthcare | M8048A | DE12350865 | 2016-03-17 | 1200 | 2017-03-17
68270 | RACKS, MODULE | Physiologic Monitor Modules | Physiologic Monitor Module Housings | Active | MSH | MSH | 3 | Emergency | Emergency | Philips Healthcare | M8048A | DE12350865 | 2016-03-17 | 1200 | 2017-03-17
68275 | Module Computer Digital Video Capture | Module Computer Digital Video Capture | Module Computer Digital Video Capture | Active | MSH | MSH | MSH | Speech Language Pathology | 201 Otologic function unit | PENTAX PRECISION INSTRUMENT CORP | 9200C | 28676-19 | 2016-03-21 | 24651 | 2016-03-21 | LOANER UNIT FROM PENTAX PO 7200793257
68276 | Laryngoscopes Charger | Laryngoscopes Charger | Laryngoscopes Charger | Active | MSH | MSH | 5 | Respiratory Therapy | OR | Heine Optotechnik | NT300 | 1100171566 | 2016-03-21 | 500 | 2017-03-21 13:21
68277 | Air-oxygen Blender | Air-oxygen Blender | Air-oxygen Blender | Active | MSH | MSH | 17U | NICU | NICU | Viasys Healthcare | 10065 | BDF08814 | 2016-03-29 | 1501 | 2017-05-01 | Installed on transport asset 62500
68285 | OXYGEN MONITORS | OXYGEN MONITORS | OXYGEN MONITORS | Active | MSH | MSH | MSH | NICU | 17 th Floor NICU | Analytical Industries Inc. | AII-2000 M | 603437426 | 2016-04-05 | 0 | 2017-04-05
68286 | BLOOD FLOW DETECTORS, ULTRASONIC | BLOOD FLOW DETECTORS | BLOOD FLOW DETECTORS, ULTRASONIC | Active | MSH | MSH | 18 | ICU | ICU | WALLACH SURGICAL DEVICES INC | L250 | 2015110199 | 2016-04-13 | 500 | 2017-04-13 | Unit comes with 8MHz probe, s/n2015080235
68288 | INFUSION PUMPS, GENERAL PURPOSE | INFUSION PUMPS | INFUSION PUMPS, GENERAL PURPOSE | Active | MSH | MSH | MSH | Central Dispatch | MSH | Alaris Medical Systems | 8015 - PCU | 14647576 | 2016-09-28 | 2100 | 2018-09-28
68289 | INFUSION PUMPS, GENERAL PURPOSE | INFUSION PUMPS | INFUSION PUMPS, GENERAL PURPOSE | Active | MSH | MSH | MSH | Central Dispatch | MSH | Alaris Medical Systems | 8015 - PCU | 14648611 | 2016-09-28 | 2100 | 2018-09-28
68290 | INFUSION PUMPS, GENERAL PURPOSE | INFUSION PUMPS | INFUSION PUMPS, GENERAL PURPOSE | Active | MSH | MSH | MSH | Central Dispatch | MSH | Alaris Medical Systems | 8015 - PCU | 14648123 | 2016-09-28 | 2100 | 2018-09-28
68291 | INFUSION PUMPS, GENERAL PURPOSE | INFUSION PUMPS | INFUSION PUMPS, GENERAL PURPOSE | Active | MSH | MSH | MSH | Central Dispatch | MSH | Alaris Medical Systems | 8015 - PCU | 14648621 | 2016-09-28 | 2100 | 2018-09-28
68292 | INFUSION PUMPS, GENERAL PURPOSE | INFUSION PUMPS | INFUSION PUMPS, GENERAL PURPOSE | Active | MSH | MSH | MSH | Central Dispatch | MSH | Alaris Medical Systems | 8015 - PCU | 14647476 | 2016-09-28 | 2100 | 2018-09-28
68293 | INFUSION PUMPS, GENERAL PURPOSE | INFUSION PUMPS | INFUSION PUMPS, GENERAL PURPOSE | Active | MSH | MSH | MSH | Central Dispatch | MSH | Alaris Medical Systems | 8100 - LVP Module | 14659024 | 2016-09-28 | 1200 | 2018-09-28
68294 | INFUSION PUMPS, GENERAL PURPOSE | INFUSION PUMPS | INFUSION PUMPS, GENERAL PURPOSE | Active | MSH | MSH | MSH | Central Dispatch | MSH | Alaris Medical Systems | 8100 - LVP Module | 14658997 | 2016-09-28 | 1200 | 2018-09-28
68295 | INFUSION PUMPS, GENERAL PURPOSE | INFUSION PUMPS | INFUSION PUMPS, GENERAL PURPOSE | Active | MSH | MSH | MSH | Central Dispatch | MSH | Alaris Medical Systems | 8100 - LVP Module | 14656446 | 2016-09-28 | 1200 | 2018-09-28
68296 | INFUSION PUMPS, GENERAL PURPOSE | INFUSION PUMPS | INFUSION PUMPS, GENERAL PURPOSE | Active | MSH | MSH | MSH | Central Dispatch | MSH | Alaris Medical Systems | 8100 - LVP Module | 14656414 | 2016-09-28 | 1200 | 2018-09-28
68297 | INFUSION PUMPS, GENERAL PURPOSE | INFUSION PUMPS | INFUSION PUMPS, GENERAL PURPOSE | Active | MSH | MSH | MSH | Central Dispatch | MSH | Alaris Medical Systems | 8100 - LVP Module | 14656448 | 2016-09-28 | 1200 | 2018-09-28
68298 | INFUSION PUMPS, GENERAL PURPOSE | INFUSION PUMPS | INFUSION PUMPS, GENERAL PURPOSE | Active | MSH | MSH | MSH | Central Dispatch | MSH | Alaris Medical Systems | 8100 - LVP Module | 14659030 | 2016-09-28 | 1200 | 2018-09-28
68299 | INFUSION PUMPS, GENERAL PURPOSE | INFUSION PUMPS | INFUSION PUMPS, GENERAL PURPOSE | Active | MSH | MSH | MSH | Central Dispatch | MSH | Alaris Medical Systems | 8100 - LVP Module | 14655930 | 2016-09-28 | 1200 | 2018-09-28
68300 | INFUSION PUMPS, GENERAL PURPOSE | INFUSION PUMPS | INFUSION PUMPS, GENERAL PURPOSE | Active | MSH | MSH | MSH | Central Dispatch | MSH | Alaris Medical Systems | 8100 - LVP Module | 14656447 | 2016-09-28 | 1200 | 2018-09-28
68301 | INFUSION PUMPS, GENERAL PURPOSE | INFUSION PUMPS | INFUSION PUMPS, GENERAL PURPOSE | Active | MSH | MSH | MSH | Central Dispatch | MSH | Alaris Medical Systems | 8100 - LVP Module | 14659098 | 2016-09-28 | 1200 | 2018-09-28
68302 | INFUSION PUMPS, GENERAL PURPOSE | INFUSION PUMPS | INFUSION PUMPS, GENERAL PURPOSE | Active | MSH | MSH | MSH | Central Dispatch | MSH | Alaris Medical Systems | 8100 - LVP Module | 14656445 | 2016-09-28 | 1200 | 2018-09-28
68307 | Monitors, Physiologic, Multipurpose, Bedside | Monitors, Physiologic | Monitors, Physiologic, Multipurpose, Bedside | Active | MSH | MSH | 15U | Resp Therapy (Anesthesia) | L&D OR3 | Philips Healthcare | 865240 - MX800 | DE50849049 | 2016-04-20 | 0 | 2017-04-20 | Mounted on LOANER machine 68304
68309 | Physiologic Monitor Modules, Invasive Blood Pressure | Physiologic Monitor Modules | Physiologic Monitor Modules, Invasive Blood Pressure | Active | MSH | MSH | 7 | SURGICAL SUITE (COMBINED WITH CYSTO) | O.R | Philips Healthcare | M1006B | DE408V4105 | 2016-04-20 | 0 | 2017-04-20
68310 | Physiologic Monitor Modules, Cardiac Output | Physiologic Monitor Modules | Physiologic Monitor Modules, Cardiac Output | Active | MSH | MSH | 7 | SURGICAL SUITE (COMBINED WITH CYSTO) | O.R | Philips Healthcare | M1012A | DE49703413 | 2016-04-20 | 0 | 2017-04-20
68311 | Thermal Array Recorder Module | Physiologic Monitor Modules | Printer/Graphic Recorders | Active | MSH | MSH | 7 | SURGICAL SUITE (COMBINED WITH CYSTO) | O.R | Philips Healthcare | 866336 - M1116C | US51318156 | 2016-04-20 | 0 | 2017-04-20
68312 | EC10 Module | Physiologic Monitor Modules | Network Hubs | Active | MSH | MSH | 5 | Resp Therapy (Anesthesia) | Operating Room | Philips Healthcare | 865115 - EC10 | DE57026653 | 2016-04-20 | 0 | 2017-04-20 | PB840 Driver
68313 | RACKS, MODULE | Physiologic Monitor Modules | Physiologic Monitor Module Housings | Active | MSH | MSH | 15U | Obstetrical Suite (L&D) | L&D OR3 | Philips Healthcare | M8048A | DE439D7494 | 2016-04-20 | 1200 | 2017-04-20
68314 | BIS monitor | Physiologic Monitor Modules | Physiologic Monitor Modules, Electroencephalography | Active | MSH | MSH | 7 | SURGICAL SUITE (COMBINED WITH CYSTO) | O.R | Philips Healthcare | M1034B - BIS Module | DE49703413 | 2016-04-20 | 0 | 2017-04-20
68315 | Monitors, Physiologic, Multipurpose, Bedside | Monitors, Physiologic | Monitors, Physiologic, Multipurpose, Bedside | Active | MSH | MSH | 15U | Resp Therapy (Anesthesia) | L&D OR 5 | Philips Healthcare | 865240 - MX800 | DE50849084 | 2016-04-20 | 0 | 2017-04-20 | Mounted on LOANER machine 68305
68316 | Monitors, Physiologic, Multipurpose, Bedside | Monitors, Physiologic | Monitors, Physiologic, Multipurpose, Bedside | Active | MSH | MSH | 15U | Resp Therapy (Anesthesia) | L&D OR4 | Philips Healthcare | 865240 - MX800 | DE50849060 | 2016-04-20 | 0 | 2017-04-20 | Mounted on LOANER machine 68306
68318 | Physiologic Monitor Modules, Invasive Blood Pressure | Physiologic Monitor Modules | Physiologic Monitor Modules, Invasive Blood Pressure | Active | MSH | MSH | 7 | SURGICAL SUITE (COMBINED WITH CYSTO) | O.R | Philips Healthcare | M1006B | DE408V4140 | 2016-04-20 | 0 | 2017-04-20
68319 | Thermal Array Recorder Module | Physiologic Monitor Modules | Printer/Graphic Recorders | Active | MSH | MSH | 7 | SURGICAL SUITE (COMBINED WITH CYSTO) | O.R | Philips Healthcare | 866336 - M1116C | US51318152 | 2016-04-20 | 0 | 2017-04-20
68320 | EC10 Module | Physiologic Monitor Modules | Network Hubs | Active | MSH | MSH | 5 | Resp Therapy (Anesthesia) | Operating Room | Philips Healthcare | 865115 - EC10 | DE57026661 | 2016-04-20 | 0 | 2017-04-20 | PB840 Driver
68321 | RACKS, MODULE | Physiologic Monitor Modules | Physiologic Monitor Module Housings | Active | MSH | MSH | 15U | Obstetrical Suite (L&D) | L&D OR 5 | Philips Healthcare | M8048A | DE439D7501 | 2016-04-20 | 1200 | 2017-04-20
68323 | Physiologic Monitor Modules, Invasive Blood Pressure | Physiologic Monitor Modules | Physiologic Monitor Modules, Invasive Blood Pressure | Active | MSH | MSH | 7 | SURGICAL SUITE (COMBINED WITH CYSTO) | O.R | Philips Healthcare | M1006B | DE408V4124 | 2016-04-20 | 0 | 2017-04-20
68324 | Thermal Array Recorder Module | Physiologic Monitor Modules | Printer/Graphic Recorders | Active | MSH | MSH | 7 | SURGICAL SUITE (COMBINED WITH CYSTO) | O.R | Philips Healthcare | 866336 - M1116C | US51318309 | 2016-04-20 | 0 | 2017-04-20
68325 | EC10 Module | Physiologic Monitor Modules | Network Hubs | Active | MSH | MSH | 5 | Resp Therapy (Anesthesia) | Operating Room | Philips Healthcare | 865115 - EC10 | DE57026655 | 2016-04-20 | 0 | 2017-04-20 | PB840 Driver
68326 | RACKS, MODULE | Physiologic Monitor Modules | Physiologic Monitor Module Housings | Active | MSH | MSH | 15U | Obstetrical Suite (L&D) | L&D OR4 | Philips Healthcare | M8048A | DE439D7508 | 2016-04-20 | 1200 | 2017-04-20
68327 | NMT MODULE | Physiologic Monitor Modules | Physiologic Monitor Modules, Neuromuscular Block | Active | MSH | MSH | 7 | SURGICAL SUITE (COMBINED WITH CYSTO) | O.R | Philips Healthcare | 865383 - NMT Module | DE44307747 | 2016-04-21 | 0 | 2017-04-21
68328 | BIS monitor | Physiologic Monitor Modules | Physiologic Monitor Modules, Electroencephalography | Active | MSH | MSH | 7 | SURGICAL SUITE (COMBINED WITH CYSTO) | O.R | Philips Healthcare | M1034B - BIS Module | DE49703414 | 2016-04-20 | 0 | 2017-04-20
68329 | BIS monitor | Physiologic Monitor Modules | Physiologic Monitor Modules, Electroencephalography | Active | MSH | MSH | 7 | SURGICAL SUITE (COMBINED WITH CYSTO) | O.R | Philips Healthcare | M1034B - BIS Module | DE49703418 | 2016-04-20 | 0 | 2017-04-20
68330 | NMT MODULE | Physiologic Monitor Modules | Physiologic Monitor Modules, Neuromuscular Block | Active | MSH | MSH | 7 | SURGICAL SUITE (COMBINED WITH CYSTO) | O.R | Philips Healthcare | 865383 - NMT Module | DE44307738 | 2016-04-21 | 0 | 2017-04-21
68331 | NMT MODULE | Physiologic Monitor Modules | Physiologic Monitor Modules, Neuromuscular Block | Active | MSH | MSH | 7 | SURGICAL SUITE (COMBINED WITH CYSTO) | O.R | Philips Healthcare | 865383 - NMT Module | DE44307752 | 2016-04-21 | 0 | 2017-04-21
68332 | Vacuum Regulator | Vacuum Regulator | Vacuum Regulator | Active | MSH | MSH | 11N | Nursing 11N Medicine | 11th Floor - North Side | Amvex Corporation | VR-CIID-DHDG | VRA08124HH | 2010-01-07 | 444.16 | 2011-01-07 | No PO#
68334 | Monitors, Physiologic, Multipurpose, Bedside | Monitors, Physiologic | Monitors, Physiologic, Multipurpose, Bedside | Active | MSH | MSH | 15U | Resp Therapy (Anesthesia) | L&D OR3 | Philips Healthcare | 865240 - MX800 | DE50849070 | 2016-05-03 | 10345 | 2017-05-03
68336 | Physiologic Monitor Modules, Invasive Blood Pressure | Physiologic Monitor Modules | Physiologic Monitor Modules, Invasive Blood Pressure | Active | MSH | MSH | 7 | SURGICAL SUITE (COMBINED WITH CYSTO) | O.R | Philips Healthcare | M1006B | DE408V4118 | 2016-04-20 | 721.2 | 2017-04-20
68337 | NMT MODULE | Physiologic Monitor Modules | Physiologic Monitor Modules, Neuromuscular Block | Active | MSH | MSH | 7 | SURGICAL SUITE (COMBINED WITH CYSTO) | O.R | Philips Healthcare | 865383 - NMT Module | DE44307746 | 2016-04-21 | 3047.3999 | 2017-04-21
68338 | BIS monitor | Physiologic Monitor Modules | Physiologic Monitor Modules, Electroencephalography | Active | MSH | MSH | 7 | SURGICAL SUITE (COMBINED WITH CYSTO) | O.R | Philips Healthcare | M1034B - BIS Module | DE49703419 | 2016-04-20 | 5310.6001 | 2017-04-20 13:14 | ACESSORIES - B01 BIS Device SN B209454
68339 | Thermal Array Recorder Module | Physiologic Monitor Modules | Printer/Graphic Recorders | Active | MSH | MSH | 7 | SURGICAL SUITE (COMBINED WITH CYSTO) | O.R | Philips Healthcare | 866336 - M1116C | US51317698 | 2016-04-20 | 1575 | 2017-04-20
68340 | EC10 Module | Physiologic Monitor Modules | Network Hubs | Active | MSH | MSH | 5 | Resp Therapy (Anesthesia) | Operating Room | Philips Healthcare | 865115 - EC10 | DE57026646 | 2016-04-20 | 1589.4 | 2017-04-20 | PB840 Driver
68341 | RACKS, MODULE | Physiologic Monitor Modules | Physiologic Monitor Module Housings | Active | MSH | MSH | 7 | SURGICAL SUITE (COMBINED WITH CYSTO) | O.R | Philips Healthcare | M8048A | DE439D7499 | 2016-04-20 | 1200 | 2017-04-20
68343 | Scales, Patient, Floor | Scales | Scales, Patient, Floor | Active | MSH | MSH | 14N | Nursing 14N Surgical SDU | Step Down Unit | SR INSTRUMENTS INC | 555 | (21)wo-40870-001 | 2001-11-16 | 5001 | 2002-11-16
68344 | 700 Sequential Compression System | 700 Sequential Compression System | 700 Sequential Compression System | Active | MSH | MSH | 5 | ICU | 5 | The Kendall Company | 29525 | V1533457SX | 2014-01-29 | 1001 | 2015-01-29
68345 | 700 Sequential Compression System | 700 Sequential Compression System | 700 Sequential Compression System | Active | MSH | MSH | 5 | ICU | 5 | The Kendall Company | 29525 | V1533451SX | 2014-01-29 | 1001 | 2015-01-29
68346 | 700 Sequential Compression System | 700 Sequential Compression System | 700 Sequential Compression System | Active | MSH | MSH | 5 | ICU | 5 | The Kendall Company | 29525 | V1533566SX | 2014-01-29 | 1001 | 2015-01-29
68347 | 700 Sequential Compression System | 700 Sequential Compression System | 700 Sequential Compression System | Active | MSH | MSH | 5 | ICU | 5 | The Kendall Company | 29525 | V1527319SX | 2014-01-29 | 1001 | 2015-01-29
68364 | Scales, Patient, Floor | Scales | Scales, Patient, Floor | Active | MSH | MSH | 10N | Nursing 10S Geriatrics | Geriatrics | SR INSTRUMENTS INC | 555 | 1622 | 2001-11-16 | 5001 | 2002-11-16
68366 | Scales, Patient, Floor | Scales | Scales, Patient, Floor | Active | MSH | OPG | 3rd Floor | Obstetric Associates |  | HEALTH O METER INC | 499KL | 4990009686 | 2016-05-18 | 0 | 2016-05-18
68367 | Anesthesia Units | Anesthesia Units | Anesthesia Units | Active | MSH | MSH | 7 | Resp Therapy (Anesthesia) | OR | Draeger Medical Canada | Zeus IE | ASJD-0009 | 2016-05-30 | 119000 | 2017-05-30 | PN MK0400 #11
68368 | Anesthesia Units | Anesthesia Units | Anesthesia Units | Active | MSH | MSH | 7 | Resp Therapy (Anesthesia) | OR | Draeger Medical Canada | Zeus IE | ASJD-0010 | 2016-05-30 | 119000 | 2017-05-30 | PN MK0400 #12
68369 | Anesthesia Units | Anesthesia Units | Anesthesia Units | Active | MSH | MSH | 7 | Resp Therapy (Anesthesia) | OR | Draeger Medical Canada | Zeus IE | ASJD-0013 | 2016-05-30 | 119000 | 2017-05-30 | PN MK0400
68370 | Anesthesia Units | Anesthesia Units | Anesthesia Units | Active | MSH | MSH | 7 | Resp Therapy (Anesthesia) | OR | Draeger Medical Canada | Zeus IE | ASJD-0014 | 2016-05-30 | 119000 | 2017-05-30 | PN MK0400
68371 | Anesthesia Units | Anesthesia Units | Anesthesia Units | Active | MSH | MSH | 7 | Resp Therapy (Anesthesia) | OR | Draeger Medical Canada | Zeus IE | ASJD-0015 | 2016-05-30 | 119000 | 2017-05-30 | PN MK0400
68372 | Anesthesia Units | Anesthesia Units | Anesthesia Units | Active | MSH | MSH | 7 | Resp Therapy (Anesthesia) | OR | Draeger Medical Canada | Zeus IE | ASJD-0016 | 2016-05-30 | 119000 | 2017-05-30 | PN MK0400 AGM #8
68373 | Anesthesia Units | Anesthesia Units | Anesthesia Units | Active | MSH | MSH | 7 | Resp Therapy (Anesthesia) | OR | Draeger Medical Canada | Zeus IE | ASJD-0017 | 2016-05-30 | 119000 | 2017-05-30 | PN MK0400
68374 | Anesthesia Units | Anesthesia Units | Anesthesia Units | Active | MSH | MSH | 7 | Resp Therapy (Anesthesia) | OR | Draeger Medical Canada | Zeus IE | ASJD-0018 | 2016-05-30 | 119000 | 2017-05-30 | PN MK0400
68375 | Anesthesia Units | Anesthesia Units | Anesthesia Units | Active | MSH | MSH | 7 | Resp Therapy (Anesthesia) | OR | Draeger Medical Canada | Zeus IE | ASJE-0003 | 2016-05-30 | 119000 | 2017-05-30 | PN MK0400
68376 | Anesthesia Units | Anesthesia Units | Anesthesia Units | Active | MSH | MSH | 7 | Resp Therapy (Anesthesia) | OR | Draeger Medical Canada | Zeus IE | ASJE-0004 | 2016-05-30 | 119000 | 2017-05-30 | PN MK0400
68377 | Anesthesia Units | Anesthesia Units | Anesthesia Units | Active | MSH | MSH | 7 | Resp Therapy (Anesthesia) | OR | Draeger Medical Canada | Zeus IE | ASJE-0009 | 2016-05-30 | 119000 | 2017-05-30 | PN MK0400
68378 | Anesthesia Units | Anesthesia Units | Anesthesia Units | Active | MSH | MSH | 7 | Resp Therapy (Anesthesia) | OR | Draeger Medical Canada | Zeus IE | ASJE-0010 | 2016-05-30 | 119000 | 2017-05-30 | PN MK0400
68379 | Monitors, Vital Signs | Monitors, Vital Signs | Monitors, Vital Signs | Active | MSH | 60MURR | 4 | Family Practice Clinic | 4th Floor | Welch Allyn | 64MXXX - CVSM 6000 | 1100095611716 | 2016-05-27 | 3051.46 | 2017-05-27 | ED West
68380 | Air-oxygen Blender | Air-oxygen Blender | Air-oxygen Blender | Active | MSH | MSH | 17U | Respiratory Therapy | NICU | Sechrist Industries | HL3500 | H21229 | 1998-02-01 | 5001 | 1999-02-01
68381 | Sphygmomanometers, Aneroid | Sphygmomanometers | Sphygmomanometers, Aneroid | Active | MSH | MSH | 11N | Nursing 11N Medicine | 11th Floor - North Side | Covidien | CE0050 | 090218418 | 2011-03-15 | 380.2 | 2011-03-15 | added to database 04.12.2011
68382 | Delivery Module SEVO | Delivery Module | Delivery Module | Active | MSH | MSH | 5 | Resp Therapy (Anesthesia) | Operating Room | Draeger Medical Canada | OPC5344 | ASJC-0076 | 2016-05-31 | 12365 | 2017-05-31 | PN MK01703
68383 | Delivery Module SEVO | Delivery Module | Delivery Module | Active | MSH | MSH | 5 | Resp Therapy (Anesthesia) | Operating Room | Draeger Medical Canada | OPC5344 | ASJC-0075 | 2016-05-31 | 12365 | 2017-05-31 | PN MK01703
68384 | Delivery Module SEVO | Delivery Module | Delivery Module | Active | MSH | MSH | 5 | Resp Therapy (Anesthesia) | Operating Room | Draeger Medical Canada | OPC5344 | ASJC-0074 | 2016-05-31 | 12365 | 2017-05-31 | PN MK01703
68385 | Delivery Module SEVO | Delivery Module | Delivery Module | Active | MSH | MSH | 5 | Resp Therapy (Anesthesia) | Operating Room | Draeger Medical Canada | OPC5344 | ASJC-0073 | 2016-05-31 | 12365 | 2017-05-31 | PN MK01703
68386 | Delivery Module SEVO | Delivery Module | Delivery Module | Active | MSH | MSH | 5 | Resp Therapy (Anesthesia) | Operating Room | Draeger Medical Canada | OPC5344 | ASJC-0072 | 2016-05-31 | 12365 | 2017-05-31 | PN MK01703
68387 | Delivery Module SEVO | Delivery Module | Delivery Module | Active | MSH | MSH | MSH | Resp Therapy (Anesthesia) | Operating Room | Draeger Medical Canada | OPC5344 | ASJC-0071 | 2016-05-31 | 1200 | 2017-05-31 | this asset no is allocated to a pump as per Carefusion check in list and also point to a anestehsia machine-drager-please, cross check-when anyone find the equipment/equipments, what went wrong. There are continuous numbers of anestehsia machines. PN MK01703 This Asset number belongs to (and was originally created for) the DIVA SEVO vaporizer from the Zeus IE anesthesia gas machine in the OR. It was found and has the asset number 68387 on it. If LVP module with the same asset tag is found, a NEW asset number will have to be created for it in the current database.
68388 | Delivery Module SEVO | Delivery Module | Delivery Module | Active | MSH | MSH | 5 | Resp Therapy (Anesthesia) | Operating Room | Draeger Medical Canada | OPC5344 | ASJC-0069 | 2016-05-31 | 12365 | 2017-05-31 | PN MK01703
68389 | Delivery Module SEVO | Delivery Module | Delivery Module | Active | MSH | MSH | 5 | Resp Therapy (Anesthesia) | Operating Room | Draeger Medical Canada | OPC5344 | ASJC-0070 | 2016-05-31 | 12365 | 2017-05-31 | PN MK01703
68390 | Delivery Module SEVO | Delivery Module | Delivery Module | Active | MSH | MSH | 5 | Resp Therapy (Anesthesia) | Operating Room | Draeger Medical Canada | OPC5344 | ASJE-0001 | 2016-05-31 | 12365 | 2017-05-31 | PN MK01703
68391 | Delivery Module SEVO | Delivery Module | Delivery Module | Active | MSH | MSH | 5 | Resp Therapy (Anesthesia) | Operating Room | Draeger Medical Canada | OPC5344 | ASJE-0003 | 2016-05-31 | 12365 | 2017-05-31 | PN MK01703
68392 | Delivery Module SEVO | Delivery Module | Delivery Module | Active | MSH | MSH | 5 | Resp Therapy (Anesthesia) | Operating Room | Draeger Medical Canada | OPC5344 | ASJE-0002 | 2016-05-31 | 12365 | 2017-05-31 | PN MK01703
68393 | Delivery Module SEVO | Delivery Module | Delivery Module | Active | MSH | MSH | 5 | Resp Therapy (Anesthesia) | Operating Room | Draeger Medical Canada | OPC5344 | ASJE-0004 | 2016-05-31 | 12365 | 2017-05-31 | PN MK01703
68394 | Delivery Module SEVO | Delivery Module | Delivery Module | Active | MSH | MSH | 5 | Resp Therapy (Anesthesia) | Operating Room | Draeger Medical Canada | OPC5344 | ASJE-0005 | 2016-05-31 | 12365 | 2017-05-31 | PN MK01703
68395 | Delivery Module SEVO | Delivery Module | Delivery Module | Active | MSH | MSH | 5 | Resp Therapy (Anesthesia) | Operating Room | Draeger Medical Canada | OPC5344 | ASJE-0019 | 2016-05-31 | 12365 | 2017-05-31 | PN MK01703
68396 | Delivery Module SEVO | Delivery Module | Delivery Module | Active | MSH | MSH | 15U | Resp Therapy (Anesthesia) | L&D OR 1 | Draeger Medical Canada | OPC5344 | ASJE-0020 | 2016-05-31 | 12365 | 2017-05-31 | PN MK01703
68397 | Delivery Module SEVO | Delivery Module | Delivery Module | Active | MSH | MSH | 15U | Resp Therapy (Anesthesia) | L&D OR4 | Draeger Medical Canada | OPC5344 | ASJE-0021 | 2016-05-31 | 12365 | 2017-05-31 | PN MK01703
68398 | Delivery Module SEVO | Delivery Module | Delivery Module | Active | MSH | MSH | 15U | Resp Therapy (Anesthesia) | L&D OR3 | Draeger Medical Canada | OPC5344 | ASJE-0022 | 2016-05-31 | 12365 | 2017-05-31 | PN MK01703
68399 | Delivery Module SEVO | Delivery Module | Delivery Module | Active | MSH | MSH | 15U | Resp Therapy (Anesthesia) | L&D OR2 | Draeger Medical Canada | OPC5344 | ASJE-0023 | 2016-05-31 | 12365 | 2017-05-31 | PN MK01703
68418 | Vacuum Regulator | Vacuum Regulator | Vacuum Regulator | Active | MSH | MSH | 18 | ICU | ICU | Amvex Corporation | VR-CIID-DHDG | VRA08058HH | 2010-01-07 | 444.16 | 2011-01-07 11:16 | No PO#
68419 | Monitors, Physiologic, Multipurpose, Bedside | Monitors, Physiologic | Monitors, Physiologic, Multipurpose, Bedside | Active | MSH | MSH | 5 | Resp Therapy (Anesthesia) | Operating Room | Philips Healthcare | 865240 - MX800 | DE50849066 | 2016-06-03 | 10345 | 2017-06-05
68420 | Monitors, Physiologic, Multipurpose, Bedside | Monitors, Physiologic | Monitors, Physiologic, Multipurpose, Bedside | Active | MSH | MSH | 5 | Resp Therapy (Anesthesia) | Operating Room | Philips Healthcare | 865240 - MX800 | DE50849095 | 2016-06-03 | 10345 | 2017-06-05
68421 | Monitors, Physiologic, Multipurpose, Bedside | Monitors, Physiologic | Monitors, Physiologic, Multipurpose, Bedside | Active | MSH | MSH | 5 | Resp Therapy (Anesthesia) | Operating Room | Philips Healthcare | 865240 - MX800 | DE50849061 | 2016-06-03 | 10345 | 2017-06-05
68422 | Monitors, Physiologic, Multipurpose, Bedside | Monitors, Physiologic | Monitors, Physiologic, Multipurpose, Bedside | Active | MSH | MSH | 5 | Resp Therapy (Anesthesia) | Operating Room | Philips Healthcare | 865240 - MX800 | DE50849052 | 2016-06-03 | 10345 | 2017-06-05
68423 | Monitors, Physiologic, Multipurpose, Bedside | Monitors, Physiologic | Monitors, Physiologic, Multipurpose, Bedside | Active | MSH | MSH | 5 | Resp Therapy (Anesthesia) | Operating Room | Philips Healthcare | 865240 - MX800 | DE50849080 | 2016-06-03 | 10345 | 2017-06-05
68424 | Monitors, Physiologic, Multipurpose, Bedside | Monitors, Physiologic | Monitors, Physiologic, Multipurpose, Bedside | Active | MSH | MSH | 5 | Resp Therapy (Anesthesia) | Operating Room | Philips Healthcare | 865240 - MX800 | DE50849055 | 2016-06-03 | 10345 | 2017-06-05
68425 | Monitors, Physiologic, Multipurpose, Bedside | Monitors, Physiologic | Monitors, Physiologic, Multipurpose, Bedside | Active | MSH | MSH | 5 | Resp Therapy (Anesthesia) | Operating Room | Philips Healthcare | 865240 - MX800 | DE50849058 | 2016-06-03 | 10345 | 2017-06-05
68426 | Monitors, Physiologic, Multipurpose, Bedside | Monitors, Physiologic | Monitors, Physiologic, Multipurpose, Bedside | Active | MSH | MSH | 5 | Resp Therapy (Anesthesia) | Operating Room | Philips Healthcare | 865240 - MX800 | DE50849093 | 2016-06-03 | 10345 | 2017-06-05
68427 | Monitors, Physiologic, Multipurpose, Bedside | Monitors, Physiologic | Monitors, Physiologic, Multipurpose, Bedside | Active | MSH | MSH | 5 | Resp Therapy (Anesthesia) | Operating Room | Philips Healthcare | 865240 - MX800 | DE50849086 | 2016-06-03 | 10345 | 2017-06-05
68428 | Monitors, Physiologic, Multipurpose, Bedside | Monitors, Physiologic | Monitors, Physiologic, Multipurpose, Bedside | Active | MSH | MSH | 5 | Resp Therapy (Anesthesia) | Operating Room | Philips Healthcare | 865240 - MX800 | DE50849057 | 2016-06-03 | 10345 | 2017-06-05
68429 | Monitors, Physiologic, Multipurpose, Bedside | Monitors, Physiologic | Monitors, Physiologic, Multipurpose, Bedside | Active | MSH | MSH | 5 | Resp Therapy (Anesthesia) | Operating Room | Philips Healthcare | 865240 - MX800 | DE50849059 | 2016-06-03 | 10345 | 2017-06-05
68430 | Monitors, Physiologic, Multipurpose, Bedside | Monitors, Physiologic | Monitors, Physiologic, Multipurpose, Bedside | Active | MSH | MSH | 3 | Resp Therapy (Anesthesia) | EOPS | Philips Healthcare | 865240 - MX800 | DE50849050 | 2016-06-03 | 10345 | 2017-06-05
68431 | Monitors, Physiologic, Multipurpose, Bedside | Monitors, Physiologic | Monitors, Physiologic, Multipurpose, Bedside | Active | MSH | MSH | 5 | Resp Therapy (Anesthesia) | Operating Room | Philips Healthcare | 865240 - MX800 | DE50849136 | 2016-06-03 | 10345 | 2017-06-05
68432 | Monitors, Physiologic, Multipurpose, Bedside | Monitors, Physiologic | Monitors, Physiologic, Multipurpose, Bedside | Active | MSH | MSH | 3 | Resp Therapy (Anesthesia) | EOPS | Philips Healthcare | 865240 - MX800 | DE50849090 | 2016-06-03 | 10345 | 2017-06-05
68433 | RACKS, MODULE | Physiologic Monitor Modules | Physiologic Monitor Module Housings | Active | MSH | MSH | 15U | Obstetrical Suite (L&D) | L&D OR2 | Philips Healthcare | M8048A | DE439D7510 | 2016-06-03 | 1200 | 2017-06-05
68435 | RACKS, MODULE | Physiologic Monitor Modules | Physiologic Monitor Module Housings | Active | MSH | MSH | 7 | SURGICAL SUITE (COMBINED WITH CYSTO) | O.R | Philips Healthcare | M8048A | DE439D7495 | 2016-06-03 | 1200 | 2017-06-05
68436 | RACKS, MODULE | Physiologic Monitor Modules | Physiologic Monitor Module Housings | Active | MSH | MSH | 7 | SURGICAL SUITE (COMBINED WITH CYSTO) | O.R | Philips Healthcare | M8048A | DE439D7511 | 2016-06-03 | 1200 | 2017-06-05
68437 | RACKS, MODULE | Physiologic Monitor Modules | Physiologic Monitor Module Housings | Active | MSH | MSH | 7 | SURGICAL SUITE (COMBINED WITH CYSTO) | O.R | Philips Healthcare | M8048A | DE439D7514 | 2016-06-03 | 1200 | 2017-06-05
68438 | RACKS, MODULE | Physiologic Monitor Modules | Physiologic Monitor Module Housings | Active | MSH | MSH | 7 | SURGICAL SUITE (COMBINED WITH CYSTO) | O.R | Philips Healthcare | M8048A | DE439D7507 | 2016-06-03 | 1200 | 2017-06-05
68439 | RACKS, MODULE | Physiologic Monitor Modules | Physiologic Monitor Module Housings | Active | MSH | MSH | 7 | SURGICAL SUITE (COMBINED WITH CYSTO) | O.R | Philips Healthcare | M8048A | DE439D7509 | 2016-06-03 | 1200 | 2017-06-05
68440 | RACKS, MODULE | Physiologic Monitor Modules | Physiologic Monitor Module Housings | Active | MSH | MSH | 7 | SURGICAL SUITE (COMBINED WITH CYSTO) | O.R | Philips Healthcare | M8048A | DE439D7513 | 2016-06-03 | 1200 | 2017-06-05
68441 | RACKS, MODULE | Physiologic Monitor Modules | Physiologic Monitor Module Housings | Active | MSH | MSH | 7 | SURGICAL SUITE (COMBINED WITH CYSTO) | O.R | Philips Healthcare | M8048A | DE439D7497 | 2016-06-03 | 1200 | 2017-06-05
68442 | RACKS, MODULE | Physiologic Monitor Modules | Physiologic Monitor Module Housings | Active | MSH | MSH | 7 | SURGICAL SUITE (COMBINED WITH CYSTO) | O.R | Philips Healthcare | M8048A | DE439D7457 | 2016-06-03 | 1200 | 2017-06-05
68443 | RACKS, MODULE | Physiologic Monitor Modules | Physiologic Monitor Module Housings | Active | MSH | MSH | 7 | SURGICAL SUITE (COMBINED WITH CYSTO) | O.R | Philips Healthcare | M8048A | DE439D7515 | 2016-06-03 | 1200 | 2017-06-05
68444 | RACKS, MODULE | Physiologic Monitor Modules | Physiologic Monitor Module Housings | Active | MSH | MSH | 7 | SURGICAL SUITE (COMBINED WITH CYSTO) | O.R | Philips Healthcare | M8048A | DE439D7498 | 2016-06-03 | 1200 | 2017-06-05
68445 | RACKS, MODULE | Physiologic Monitor Modules | Physiologic Monitor Module Housings | Active | MSH | MSH | 7 | SURGICAL SUITE (COMBINED WITH CYSTO) | O.R | Philips Healthcare | M8048A | DE439D7504 | 2016-06-03 | 1200 | 2017-06-05
68446 | RACKS, MODULE | Physiologic Monitor Modules | Physiologic Monitor Module Housings | Active | MSH | MSH | 7 | SURGICAL SUITE (COMBINED WITH CYSTO) | O.R | Philips Healthcare | M8048A | DE439D7512 | 2016-06-03 | 1200 | 2017-06-05
68447 | Physiologic Monitor Modules, Invasive Blood Pressure | Physiologic Monitor Modules | Physiologic Monitor Modules, Invasive Blood Pressure | Active | MSH | MSH | 7 | SURGICAL SUITE (COMBINED WITH CYSTO) | O.R | Philips Healthcare | M1006B | DE408V4099 | 2016-06-03 | 721.2 | 2017-06-05
68448 | Physiologic Monitor Modules, Invasive Blood Pressure | Physiologic Monitor Modules | Physiologic Monitor Modules, Invasive Blood Pressure | Active | MSH | MSH | 7 | SURGICAL SUITE (COMBINED WITH CYSTO) | O.R | Philips Healthcare | M1006B | DE408V4104 | 2016-06-03 | 721.2 | 2017-06-05
68449 | Physiologic Monitor Modules, Invasive Blood Pressure | Physiologic Monitor Modules | Physiologic Monitor Modules, Invasive Blood Pressure | Active | MSH | MSH | 7 | SURGICAL SUITE (COMBINED WITH CYSTO) | O.R | Philips Healthcare | M1006B | DE408V4126 | 2016-06-03 | 721.2 | 2017-06-05
68450 | Physiologic Monitor Modules, Invasive Blood Pressure | Physiologic Monitor Modules | Physiologic Monitor Modules, Invasive Blood Pressure | Active | MSH | MSH | 7 | SURGICAL SUITE (COMBINED WITH CYSTO) | O.R | Philips Healthcare | M1006B | DE408V4131 | 2016-06-03 | 721.2 | 2017-06-05
68451 | Physiologic Monitor Modules, Invasive Blood Pressure | Physiologic Monitor Modules | Physiologic Monitor Modules, Invasive Blood Pressure | Active | MSH | MSH | 7 | SURGICAL SUITE (COMBINED WITH CYSTO) | O.R | Philips Healthcare | M1006B | DE408V4117 | 2016-06-03 | 721.2 | 2017-06-05
68452 | Physiologic Monitor Modules, Invasive Blood Pressure | Physiologic Monitor Modules | Physiologic Monitor Modules, Invasive Blood Pressure | Active | MSH | MSH | 7 | SURGICAL SUITE (COMBINED WITH CYSTO) | O.R | Philips Healthcare | M1006B | DE408V4137 | 2016-06-03 | 721.2 | 2017-06-05
68453 | Physiologic Monitor Modules, Invasive Blood Pressure | Physiologic Monitor Modules | Physiologic Monitor Modules, Invasive Blood Pressure | Active | MSH | MSH | 7 | SURGICAL SUITE (COMBINED WITH CYSTO) | O.R | Philips Healthcare | M1006B | DE408V4107 | 2016-06-03 | 721.2 | 2017-06-05
68454 | Physiologic Monitor Modules, Invasive Blood Pressure | Physiologic Monitor Modules | Physiologic Monitor Modules, Invasive Blood Pressure | Active | MSH | MSH | 7 | SURGICAL SUITE (COMBINED WITH CYSTO) | O.R | Philips Healthcare | M1006B | DE408V4100 | 2016-06-03 | 721.2 | 2017-06-05
68455 | Physiologic Monitor Modules, Invasive Blood Pressure | Physiologic Monitor Modules | Physiologic Monitor Modules, Invasive Blood Pressure | Active | MSH | MSH | 7 | SURGICAL SUITE (COMBINED WITH CYSTO) | O.R | Philips Healthcare | M1006B | DE408V4111 | 2016-06-03 | 721.2 | 2017-06-05
68456 | Physiologic Monitor Modules, Invasive Blood Pressure | Physiologic Monitor Modules | Physiologic Monitor Modules, Invasive Blood Pressure | Active | MSH | MSH | 7 | SURGICAL SUITE (COMBINED WITH CYSTO) | O.R | Philips Healthcare | M1006B | DE408V4113 | 2016-06-03 | 721.2 | 2017-06-05
68457 | Physiologic Monitor Modules, Invasive Blood Pressure | Physiologic Monitor Modules | Physiologic Monitor Modules, Invasive Blood Pressure | Active | MSH | MSH | 7 | SURGICAL SUITE (COMBINED WITH CYSTO) | O.R | Philips Healthcare | M1006B | DE408V4116 | 2016-06-03 | 721.2 | 2017-06-05
68459 | Physiologic Monitor Modules, Invasive Blood Pressure | Physiologic Monitor Modules | Physiologic Monitor Modules, Invasive Blood Pressure | Active | MSH | MSH | 7 | SURGICAL SUITE (COMBINED WITH CYSTO) | O.R | Philips Healthcare | M1006B | DE408V4141 | 2016-06-03 | 721.2 | 2017-06-05
68461 | Thermal Array Recorder Module | Physiologic Monitor Modules | Printer/Graphic Recorders | Active | MSH | MSH | 7 | SURGICAL SUITE (COMBINED WITH CYSTO) | O.R | Philips Healthcare | 866336 - M1116C | US51318151 | 2016-06-03 | 1575 | 2017-06-05
68462 | Thermal Array Recorder Module | Physiologic Monitor Modules | Printer/Graphic Recorders | Active | MSH | MSH | 7 | SURGICAL SUITE (COMBINED WITH CYSTO) | O.R | Philips Healthcare | 866336 - M1116C | US51318267 | 2016-06-03 | 1575 | 2017-06-05
68463 | Thermal Array Recorder Module | Physiologic Monitor Modules | Printer/Graphic Recorders | Active | MSH | MSH | 7 | SURGICAL SUITE (COMBINED WITH CYSTO) | O.R | Philips Healthcare | 866336 - M1116C | US51318272 | 2016-06-03 | 1575 | 2017-06-05
68464 | Thermal Array Recorder Module | Physiologic Monitor Modules | Printer/Graphic Recorders | Active | MSH | MSH | 7 | SURGICAL SUITE (COMBINED WITH CYSTO) | O.R | Philips Healthcare | 866336 - M1116C | US51317688 | 2016-06-03 | 1575 | 2017-06-05
68465 | Thermal Array Recorder Module | Physiologic Monitor Modules | Printer/Graphic Recorders | Active | MSH | MSH | 7 | SURGICAL SUITE (COMBINED WITH CYSTO) | O.R | Philips Healthcare | 866336 - M1116C | US51318155 | 2016-06-03 | 1575 | 2017-06-05
68466 | Thermal Array Recorder Module | Physiologic Monitor Modules | Printer/Graphic Recorders | Active | MSH | MSH | 7 | SURGICAL SUITE (COMBINED WITH CYSTO) | O.R | Philips Healthcare | 866336 - M1116C | US51318153 | 2016-06-03 | 1575 | 2017-06-05
68467 | Thermal Array Recorder Module | Physiologic Monitor Modules | Printer/Graphic Recorders | Active | MSH | MSH | 7 | SURGICAL SUITE (COMBINED WITH CYSTO) | O.R | Philips Healthcare | 866336 - M1116C | US51318158 | 2016-06-03 | 1575 | 2017-06-05
68468 | Thermal Array Recorder Module | Physiologic Monitor Modules | Printer/Graphic Recorders | Active | MSH | MSH | 7 | SURGICAL SUITE (COMBINED WITH CYSTO) | O.R | Philips Healthcare | 866336 - M1116C | US51318150 | 2016-06-03 | 1575 | 2017-06-05
68469 | Thermal Array Recorder Module | Physiologic Monitor Modules | Printer/Graphic Recorders | Active | MSH | MSH | 7 | SURGICAL SUITE (COMBINED WITH CYSTO) | O.R | Philips Healthcare | 866336 - M1116C | US51317687 | 2016-06-03 | 1575 | 2017-06-05
68470 | Thermal Array Recorder Module | Physiologic Monitor Modules | Printer/Graphic Recorders | Active | MSH | MSH | 7 | SURGICAL SUITE (COMBINED WITH CYSTO) | O.R | Philips Healthcare | 866336 - M1116C | US51318298 | 2016-06-03 | 1575 | 2017-06-05
68471 | Thermal Array Recorder Module | Physiologic Monitor Modules | Printer/Graphic Recorders | Active | MSH | MSH | 7 | SURGICAL SUITE (COMBINED WITH CYSTO) | O.R | Philips Healthcare | 866336 - M1116C | US51318275 | 2016-06-03 | 1575 | 2017-06-05
68472 | Thermal Array Recorder Module | Physiologic Monitor Modules | Printer/Graphic Recorders | Active | MSH | MSH | 7 | SURGICAL SUITE (COMBINED WITH CYSTO) | O.R | Philips Healthcare | 866336 - M1116C | US51318149 | 2016-06-03 | 1575 | 2017-06-05
68473 | Thermal Array Recorder Module | Physiologic Monitor Modules | Printer/Graphic Recorders | Active | MSH | MSH | 7 | SURGICAL SUITE (COMBINED WITH CYSTO) | O.R | Philips Healthcare | 866336 - M1116C | US51318157 | 2016-06-03 | 1575 | 2017-06-05
68474 | EC10 Module | Physiologic Monitor Modules | Network Hubs | Active | MSH | MSH | 7 | Resp Therapy (Anesthesia) | 7th Floor | Philips Healthcare | 865115 - EC10 | DE57026628 | 2016-06-03 | 1589.4 | 2017-06-05 | PB840 Driver
68475 | EC10 Module | Physiologic Monitor Modules | Network Hubs | Active | MSH | MSH | 7 | Resp Therapy (Anesthesia) | 7th Floor | Philips Healthcare | 865115 - EC10 | DE57026647 | 2016-06-03 | 1589.4 | 2017-06-05 | PB840 Driver
68476 | EC10 Module | Physiologic Monitor Modules | Network Hubs | Active | MSH | MSH | 7 | Resp Therapy (Anesthesia) | OR | Philips Healthcare | 865115 - EC10 | DE57026684 | 2016-06-03 | 1589.4 | 2017-06-05 | PB840 Driver
68477 | EC10 Module | Physiologic Monitor Modules | Network Hubs | Active | MSH | MSH | 7 | Resp Therapy (Anesthesia) | OR | Philips Healthcare | 865115 - EC10 | DE57026656 | 2016-06-03 | 1589.4 | 2017-06-05 | PB840 Driver
68478 | EC10 Module | Physiologic Monitor Modules | Network Hubs | Active | MSH | MSH | 7 | Resp Therapy (Anesthesia) | OR | Philips Healthcare | 865115 - EC10 | DE57026645 | 2016-06-03 | 1589.4 | 2017-06-05 | PB840 Driver
68479 | EC10 Module | Physiologic Monitor Modules | Network Hubs | Active | MSH | MSH | 7 | Resp Therapy (Anesthesia) | OR | Philips Healthcare | 865115 - EC10 | DE57026644 | 2016-06-03 | 1589.4 | 2017-06-05 | PB840 Driver
68480 | EC10 Module | Physiologic Monitor Modules | Network Hubs | Active | MSH | MSH | 7 | Resp Therapy (Anesthesia) | OR | Philips Healthcare | 865115 - EC10 | DE57026643 | 2016-06-03 | 1589.4 | 2017-06-05 | PB840 Driver
68481 | EC10 Module | Physiologic Monitor Modules | Network Hubs | Active | MSH | MSH | 7 | Resp Therapy (Anesthesia) | OR | Philips Healthcare | 865115 - EC10 | DE57026648 | 2016-06-03 | 1589.4 | 2017-06-05 | PB840 Driver
68482 | EC10 Module | Physiologic Monitor Modules | Network Hubs | Active | MSH | MSH | 7 | Resp Therapy (Anesthesia) | OR | Philips Healthcare | 865115 - EC10 | DE57026657 | 2016-06-03 | 1589.4 | 2017-06-05 | PB840 Driver
68483 | EC10 Module | Physiologic Monitor Modules | Network Hubs | Active | MSH | MSH | 7 | Resp Therapy (Anesthesia) | OR | Philips Healthcare | 865115 - EC10 | DE57026689 | 2016-06-03 | 1589.4 | 2017-06-05 | PB840 Driver
68484 | EC10 Module | Physiologic Monitor Modules | Network Hubs | Active | MSH | MSH | 7 | Resp Therapy (Anesthesia) | OR | Philips Healthcare | 865115 - EC10 | DE57026630 | 2016-06-03 | 1589.4 | 2017-06-05 | PB840 Driver
68485 | EC10 Module | Physiologic Monitor Modules | Network Hubs | Active | MSH | MSH | 7 | Resp Therapy (Anesthesia) | OR | Philips Healthcare | 865115 - EC10 | DE57026662 | 2016-06-03 | 1589.4 | 2017-06-05 | PB840 Driver
68486 | EC10 Module | Physiologic Monitor Modules | Network Hubs | Active | MSH | MSH | 7 | Resp Therapy (Anesthesia) | OR | Philips Healthcare | 865115 - EC10 | DE57026658 | 2016-06-03 | 1589.4 | 2017-06-05 | PB840 Driver
68487 | BIS monitor | Physiologic Monitor Modules | Physiologic Monitor Modules, Electroencephalography | Active | MSH | MSH | 7 | SURGICAL SUITE (COMBINED WITH CYSTO) | O.R | Philips Healthcare | M1034B - BIS Module | DE49703410 | 2016-06-03 | 5310.6001 | 2017-06-05 13:14 | ACESSORIES - B01 BIS Device SN
68488 | BIS monitor | Physiologic Monitor Modules | Physiologic Monitor Modules, Electroencephalography | Active | MSH | MSH | 7 | SURGICAL SUITE (COMBINED WITH CYSTO) | O.R | Philips Healthcare | M1034B - BIS Module | DE49703425 | 2016-06-03 | 5310.6001 | 2017-06-05 13:14 | ACESSORIES - B01 BIS Device SN
68489 | BIS monitor | Physiologic Monitor Modules | Physiologic Monitor Modules, Electroencephalography | Active | MSH | MSH | 7 | SURGICAL SUITE (COMBINED WITH CYSTO) | 7th Floor | Philips Healthcare | M1034B - BIS Module | DE49703415 | 2016-06-03 | 5310.6001 | 2017-06-05 | ACESSORIES - B01 BIS Device SN
68490 | BIS monitor | Physiologic Monitor Modules | Physiologic Monitor Modules, Electroencephalography | Active | MSH | MSH | 7 | SURGICAL SUITE (COMBINED WITH CYSTO) | O.R | Philips Healthcare | M1034B - BIS Module | DE49703421 | 2016-06-03 | 5310.6001 | 2017-06-05 13:14 | ACESSORIES - B01 BIS Device SN
68491 | BIS monitor | Physiologic Monitor Modules | Physiologic Monitor Modules, Electroencephalography | Active | MSH | MSH | 7 | SURGICAL SUITE (COMBINED WITH CYSTO) | O.R | Philips Healthcare | M1034B - BIS Module | DE49703408 | 2016-06-03 | 5310.6001 | 2017-06-05 13:14 | ACESSORIES - B01 BIS Device SN
68492 | BIS monitor | Physiologic Monitor Modules | Physiologic Monitor Modules, Electroencephalography | Active | MSH | MSH | 7 | SURGICAL SUITE (COMBINED WITH CYSTO) | O.R | Philips Healthcare | M1034B - BIS Module | DE49703406 | 2016-06-03 | 5310.6001 | 2017-06-05 13:14 | ACESSORIES - B01 BIS Device SN
68493 | NMT MODULE | Physiologic Monitor Modules | Physiologic Monitor Modules, Neuromuscular Block | Active | MSH | MSH | 5 | Resp Therapy (Anesthesia) | Operating Room | Philips Healthcare | 865383 - NMT Module | DE44307740 | 2016-06-03 | 3047.3999 | 2017-06-05
68494 | NMT MODULE | Physiologic Monitor Modules | Physiologic Monitor Modules, Neuromuscular Block | Active | MSH | MSH | 7 | SURGICAL SUITE (COMBINED WITH CYSTO) | O.R | Philips Healthcare | 865383 - NMT Module | DE44307741 | 2016-06-03 | 3047.3999 | 2017-06-05
68495 | NMT MODULE | Physiologic Monitor Modules | Physiologic Monitor Modules, Neuromuscular Block | Active | MSH | MSH | 7 | SURGICAL SUITE (COMBINED WITH CYSTO) | O.R | Philips Healthcare | 865383 - NMT Module | DE44307739 | 2016-06-03 | 3047.3999 | 2017-06-05
68496 | NMT MODULE | Physiologic Monitor Modules | Physiologic Monitor Modules, Neuromuscular Block | Active | MSH | MSH | 7 | SURGICAL SUITE (COMBINED WITH CYSTO) | O.R | Philips Healthcare | 865383 - NMT Module | DE44307744 | 2016-06-03 | 3047.3999 | 2017-06-05
68497 | NMT MODULE | Physiologic Monitor Modules | Physiologic Monitor Modules, Neuromuscular Block | Active | MSH | MSH | 7 | SURGICAL SUITE (COMBINED WITH CYSTO) | O.R | Philips Healthcare | 865383 - NMT Module | DE44307736 | 2016-06-03 | 3047.3999 | 2017-06-05
68498 | NMT MODULE | Physiologic Monitor Modules | Physiologic Monitor Modules, Neuromuscular Block | Active | MSH | MSH | 7 | SURGICAL SUITE (COMBINED WITH CYSTO) | O.R | Philips Healthcare | 865383 - NMT Module | DE44307748 | 2016-06-03 | 3047.3999 | 2017-06-05
68499 | RACKS, MODULE | Physiologic Monitor Modules | Physiologic Monitor Module Housings | Active | MSH | MSH | 7 | SURGICAL SUITE (COMBINED WITH CYSTO) | O.R | Philips Healthcare | M8048A | DE439D7500 | 2016-06-03 | 1200 | 2017-06-05
68500 | Physiologic Monitor Modules, Invasive Blood Pressure | Physiologic Monitor Modules | Physiologic Monitor Modules, Invasive Blood Pressure | Active | MSH | MSH | 7 | SURGICAL SUITE (COMBINED WITH CYSTO) | O.R | Philips Healthcare | M1006B | DE408V4103 | 2016-06-03 | 721.2 | 2017-06-05
68501 | Thermal Array Recorder Module | Physiologic Monitor Modules | Printer/Graphic Recorders | Active | MSH | MSH | 7 | SURGICAL SUITE (COMBINED WITH CYSTO) | O.R | Philips Healthcare | 866336 - M1116C | US51317689 | 2016-06-03 | 1575 | 2017-06-05
68502 | EC10 Module | Physiologic Monitor Modules | Network Hubs | Active | MSH | MSH | 7 | Resp Therapy (Anesthesia) | OR | Philips Healthcare | 865115 - EC10 | DE57026691 | 2016-06-03 | 1589.4 | 2017-06-05 | PB840 Driver
68503 | BIS monitor | Physiologic Monitor Modules | Physiologic Monitor Modules, Electroencephalography | Active | MSH | MSH | 7 | SURGICAL SUITE (COMBINED WITH CYSTO) | 7th Floor | Philips Healthcare | M1034B - BIS Module | DE49703424 | 2016-06-03 | 5310.6001 | 2017-06-05 | ACESSORIES - B01 BIS Device SN
68504 | NMT MODULE | Physiologic Monitor Modules | Physiologic Monitor Modules, Neuromuscular Block | Active | MSH | MSH | 7 | SURGICAL SUITE (COMBINED WITH CYSTO) | O.R | Philips Healthcare | 865383 - NMT Module | DE44307792 | 2016-06-03 | 3047.3999 | 2017-06-05
68505 | Physiologic Monitor Modules, Invasive Blood Pressure | Physiologic Monitor Modules | Physiologic Monitor Modules, Invasive Blood Pressure | Active | MSH | MSH | 7 | SURGICAL SUITE (COMBINED WITH CYSTO) | O.R | Philips Healthcare | M1006B | DE408V4132 | 2016-06-03 | 721.2 | 2017-06-05
68506 | Thermal Array Recorder Module | Physiologic Monitor Modules | Printer/Graphic Recorders | Active | MSH | MSH | 7 | SURGICAL SUITE (COMBINED WITH CYSTO) | O.R | Philips Healthcare | 866336 - M1116C | US51317699 | 2016-06-03 | 1575 | 2017-06-05
68507 | EC10 Module | Physiologic Monitor Modules | Network Hubs | Active | MSH | MSH | 7 | Resp Therapy (Anesthesia) | OR | Philips Healthcare | 865115 - EC10 | DE57026649 | 2016-06-03 | 1589.4 | 2017-06-05 | PB840 Driver
68508 | BIS monitor | Physiologic Monitor Modules | Physiologic Monitor Modules, Electroencephalography | Active | MSH | MSH | 7 | SURGICAL SUITE (COMBINED WITH CYSTO) | O.R | Philips Healthcare | M1034B - BIS Module | DE49703423 | 2016-06-03 | 5310.6001 | 2017-06-05 13:14 | ACESSORIES - B01 BIS Device SN
68509 | NMT MODULE | Physiologic Monitor Modules | Physiologic Monitor Modules, Neuromuscular Block | Active | MSH | MSH | 7 | SURGICAL SUITE (COMBINED WITH CYSTO) | O.R | Philips Healthcare | 865383 - NMT Module | DE44307745 | 2016-06-03 | 3047.3999 | 2017-06-05
68510 | Monitors, Physiologic, Multipurpose, Bedside | Monitors, Physiologic | Monitors, Physiologic, Multipurpose, Bedside | Active | MSH | MSH | 5 | Resp Therapy (Anesthesia) | Operating Room | Philips Healthcare | 865240 - MX800 | DE50849123 | 2016-06-03 | 10345 | 2017-06-05
68511 | BIS monitor | Physiologic Monitor Modules | Physiologic Monitor Modules, Electroencephalography | Active | MSH | MSH | 7 | SURGICAL SUITE (COMBINED WITH CYSTO) | O.R | Philips Healthcare | M1034B - BIS Module | DE49703416 | 2016-06-03 | 5310.6001 | 2017-06-05 13:14 | ACESSORIES - B01 BIS Device SN
68512 | BIS monitor | Physiologic Monitor Modules | Physiologic Monitor Modules, Electroencephalography | Active | MSH | MSH | 7 | SURGICAL SUITE (COMBINED WITH CYSTO) | O.R | Philips Healthcare | M1034B - BIS Module | DE49703412 | 2016-06-03 | 5310.6001 | 2017-06-05 13:14 | ACESSORIES - B01 BIS Device SN
68513 | BIS monitor | Physiologic Monitor Modules | Physiologic Monitor Modules, Electroencephalography | Active | MSH | MSH | 7 | SURGICAL SUITE (COMBINED WITH CYSTO) | 7th Floor | Philips Healthcare | M1034B - BIS Module | DE49703407 | 2016-06-03 | 5310.6001 | 2017-06-05 | ACESSORIES - B01 BIS Device SN
68514 | BIS monitor | Physiologic Monitor Modules | Physiologic Monitor Modules, Electroencephalography | Active | MSH | MSH | 7 | SURGICAL SUITE (COMBINED WITH CYSTO) | 7th Floor | Philips Healthcare | M1034B - BIS Module | DE49703420 | 2016-06-03 | 5310.6001 | 2017-06-05 | ACESSORIES - B01 BIS Device SN
68515 | BIS monitor | Physiologic Monitor Modules | Physiologic Monitor Modules, Electroencephalography | Active | MSH | MSH | 7 | SURGICAL SUITE (COMBINED WITH CYSTO) | O.R | Philips Healthcare | M1034B - BIS Module | DE49703417 | 2016-06-03 | 5310.6001 | 2017-06-05 13:14 | ACESSORIES - B01 BIS Device SN
68516 | BIS monitor | Physiologic Monitor Modules | Physiologic Monitor Modules, Electroencephalography | Active | MSH | MSH | 7 | SURGICAL SUITE (COMBINED WITH CYSTO) | O.R | Philips Healthcare | M1034B - BIS Module | DE49703409 | 2016-06-03 | 5310.6001 | 2017-06-05 13:14 | ACESSORIES - B01 BIS Device SN
68517 | BIS monitor | Physiologic Monitor Modules | Physiologic Monitor Modules, Electroencephalography | Active | MSH | MSH | 7 | SURGICAL SUITE (COMBINED WITH CYSTO) | O.R | Philips Healthcare | M1034B - BIS Module | DE49703411 | 2016-06-03 | 5310.6001 | 2017-06-05 13:14 | ACESSORIES - B01 BIS Device SN
68518 | NMT MODULE | Physiologic Monitor Modules | Physiologic Monitor Modules, Neuromuscular Block | Active | MSH | MSH | 7 | SURGICAL SUITE (COMBINED WITH CYSTO) | O.R | Philips Healthcare | 865383 - NMT Module | DE44307749 | 2016-06-03 | 3047.3999 | 2017-06-05
68519 | NMT MODULE | Physiologic Monitor Modules | Physiologic Monitor Modules, Neuromuscular Block | Active | MSH | MSH | 7 | SURGICAL SUITE (COMBINED WITH CYSTO) | O.R | Philips Healthcare | 865383 - NMT Module | DE44307751 | 2016-06-03 | 3047.3999 | 2017-06-05
68520 | NMT MODULE | Physiologic Monitor Modules | Physiologic Monitor Modules, Neuromuscular Block | Active | MSH | MSH | 7 | SURGICAL SUITE (COMBINED WITH CYSTO) | O.R | Philips Healthcare | 865383 - NMT Module | DE44307789 | 2016-06-03 | 3047.3999 | 2017-06-05
68521 | NMT MODULE | Physiologic Monitor Modules | Physiologic Monitor Modules, Neuromuscular Block | Active | MSH | MSH | 7 | SURGICAL SUITE (COMBINED WITH CYSTO) | O.R | Philips Healthcare | 865383 - NMT Module | DE44307750 | 2016-06-03 | 3047.3999 | 2017-06-05
68522 | NMT MODULE | Physiologic Monitor Modules | Physiologic Monitor Modules, Neuromuscular Block | Active | MSH | MSH | 7 | SURGICAL SUITE (COMBINED WITH CYSTO) | O.R | Philips Healthcare | 865383 - NMT Module | DE44307737 | 2016-06-03 | 3047.3999 | 2017-06-05
68523 | NMT MODULE | Physiologic Monitor Modules | Physiologic Monitor Modules, Neuromuscular Block | Active | MSH | MSH | 7 | SURGICAL SUITE (COMBINED WITH CYSTO) | O.R | Philips Healthcare | 865383 - NMT Module | DE44307788 | 2016-06-03 | 3047.3999 | 2017-06-05
68524 | NMT MODULE | Physiologic Monitor Modules | Physiologic Monitor Modules, Neuromuscular Block | Active | MSH | MSH | 7 | SURGICAL SUITE (COMBINED WITH CYSTO) | O.R | Philips Healthcare | 865383 - NMT Module | DE44307742 | 2016-06-03 | 3047.3999 | 2017-06-05
68526 | BLADDER SCANNER | BLADDER SCANNER | BLADDER SCANNER | Active | MSH | MSH | 1 | Biomedical Engineering | Biomedical Eng. | Verathon Medical | BVI 3000 | P332041 | 2015-12-22 | 0 | 2015-12-22 | BVI 3000 Probe
68527 | BLADDER SCANNER | BLADDER SCANNER | BLADDER SCANNER | Active | MSH | MSH | 1 | Biomedical Engineering | Biomedical Eng. | Verathon Medical | BVI 3000 | D8154-1 | 2015-12-22 | 0 | 2015-12-22 | Tissue Equivalent Phantom
68528 | Vacuum Regulator | Vacuum Regulator | Vacuum Regulator | Active | MSH | MSH | 11S | Nursing 11S Medicine |  | Amvex Corporation | VR-CIID-DHDG | VRA08126HH | 2010-01-07 | 444.16 | 2011-01-07 11:16 | No PO#
68529 | Vacuum Regulator | Vacuum Regulator | Vacuum Regulator | Active | MSH | MSH | 11S | Nursing 11S Medicine |  | Amvex Corporation | VR-CIID-DHDG | VRA08123HH | 2010-01-07 | 444.16 | 2011-01-07 11:16 | No PO#
68530 | Vacuum Regulator | Vacuum Regulator | Vacuum Regulator | Active | MSH | MSH | 11S | Nursing 11S Medicine |  | Amvex Corporation | VR-CIID-DHDG | VRA08125HH | 2010-01-07 | 444.16 | 2011-01-07 11:16 | No PO#
68531 | EC10 Module | Physiologic Monitor Modules | Network Hubs | Active | MSH | MSH | 5 | Resp Therapy (Anesthesia) | Operating Room | Philips Healthcare | 865115 - EC10 | DE57026654 | 2016-06-03 | 1589.4 | 2017-06-05 | PB840 Driver
68532 | EC10 Module | Physiologic Monitor Modules | Network Hubs | Active | MSH | MSH | 5 | Resp Therapy (Anesthesia) | Operating Room | Philips Healthcare | 865115 - EC10 | DE57026652 | 2016-06-03 | 1589.4 | 2017-06-05 | PB840 Driver
68533 | EC10 Module | Physiologic Monitor Modules | Network Hubs | Active | MSH | MSH | 5 | Resp Therapy (Anesthesia) | Operating Room | Philips Healthcare | 865115 - EC10 | DE57026659 | 2016-06-03 | 1589.4 | 2017-06-05 | PB840 Driver
68534 | EC10 Module | Physiologic Monitor Modules | Network Hubs | Active | MSH | MSH | 5 | Resp Therapy (Anesthesia) | Operating Room | Philips Healthcare | 865115 - EC10 | DE57026660 | 2016-06-03 | 1589.4 | 2017-06-05 | PB840 Driver
68536 | Vacuum Regulator | Vacuum Regulator | Vacuum Regulator | Active | MSH | MSH | 11S | Nursing 11S Medicine |  | Amvex Corporation | VR-CIID-DHDG | VRA08127HH | 2010-01-07 | 444.16 | 2011-01-07 11:16 | No PO#
68537 | Anesthesia Units | Anesthesia Units | Anesthesia Units | Active | MSH | MSH | 7 | Resp Therapy (Anesthesia) | OR | Draeger Medical Canada | Zeus IE | ASJE-0012 | 2016-06-21 | 119000 | 2017-06-21 | PN MK0400 AGM #4
68540 | Delivery Module SEVO | Delivery Module | Delivery Module | Active | MSH | MSH | 15U | Resp Therapy (Anesthesia) | L&D OR 5 | Draeger Medical Canada | OPC5344 | ASJE-0024 | 2016-05-31 | 12365 | 2017-05-31 | PN MK01703
68541 | Delivery Module SEVO | Delivery Module | Delivery Module | Active | MSH | MSH | 5 | Resp Therapy (Anesthesia) | Operating Room | Draeger Medical Canada | OPC5344 | ASJE-0038 | 2016-06-23 | 12365 | 2017-06-23 | PN MK01703
68542 | Anesthesia Units | Anesthesia Units | Anesthesia Units | Active | MSH | MSH | 15U | Resp Therapy (Anesthesia) | L&D OR | Draeger Medical Canada | Zeus IE | ASJE-0017 | 2016-06-23 | 119000 | 2017-06-23 | PN MK0400 L&D OR4 (passive scavenging)
68543 | Anesthesia Units | Anesthesia Units | Anesthesia Units | Active | MSH | MSH | 15U | Resp Therapy (Anesthesia) | L&D OR5 | Draeger Medical Canada | Zeus IE | ASJE-0011 | 2016-06-23 | 119000 | 2017-06-23 | PN MK0400 L&D OR 5(passive scavenging)
68544 | Anesthesia Units | Anesthesia Units | Anesthesia Units | Active | MSH | MSH | 15U | Resp Therapy (Anesthesia) | L&D OR | Draeger Medical Canada | Zeus IE | ASJE-0015 | 2016-06-23 | 119000 | 2017-06-23 | PN MK0400 L&D OR (passive scavenging)
68545 | Anesthesia Units | Anesthesia Units | Anesthesia Units | Active | MSH | MSH | 15U | Resp Therapy (Anesthesia) | L&D OR | Draeger Medical Canada | Zeus IE | ASJE-0014 | 2016-06-23 | 119000 | 2017-06-23 | PN MK0400 L&D OR (passive scavenging)
68546 | Anesthesia Units | Anesthesia Units | Anesthesia Units | Active | MSH | MSH | 7 | Resp Therapy (Anesthesia) | OR | Draeger Medical Canada | Zeus IE | ASJE-0013 | 2016-06-23 | 119000 | 2017-06-23 | PN MK0400
68547 | Anesthesia Units | Anesthesia Units | Anesthesia Units | Active | MSH | MSH | 7 | Resp Therapy (Anesthesia) | OR | Draeger Medical Canada | Zeus IE | ASJE-0016 | 2016-06-23 | 119000 | 2017-06-23 | PN MK0400 AGM #16
68548 | Sphygmomanometers, Aneroid | Sphygmomanometers | Sphygmomanometers, Aneroid | Active | MSH | MSH | 10N | Nursing 10S Geriatrics | Geriatrics | Welch Allyn | 7670-01 | 129799678 | 2016-06-27 | 300 | 2016-06-27 | Tagged as of June 27, 2016
68549 | HD CAMERA | HD CAMERA | HD CAMERA | Active | MSH | MSH | 7 | SURGICAL SUITE (COMBINED WITH CYSTO) | 7th Floor - OR | STRYKER CORP | 1288HD/1288010001 | 13G050154 | 2016-06-28 | 5001 | 2016-09-28 | Comes with camera 1288 HD, s/n13H014284, REF # 1288-210-105.
68552 | Anesthesia Units | Anesthesia Units | Anesthesia Units | Active | MSH | MSH | 7 | Resp Therapy (Anesthesia) | OR | Draeger Medical Canada | Zeus IE | ASJF-0002 | 2016-07-08 | 119000 | 2017-07-08 | PN MK0400
68553 | Anesthesia Units | Anesthesia Units | Anesthesia Units | Active | MSH | MSH | 7 | Resp Therapy (Anesthesia) | OR | Draeger Medical Canada | Zeus IE | ASJF-0001 | 2016-07-08 | 119000 | 2017-07-07 | PN MK0400
68554 | Anesthesia Units | Anesthesia Units | Anesthesia Units | Active | MSH | MSH | 7 | Resp Therapy (Anesthesia) | OR | Draeger Medical Canada | Zeus IE | ASJF-0003 | 2016-07-08 | 119000 | 2017-07-07 | PN MK0400
68555 | Anesthesia Units | Anesthesia Units | Anesthesia Units | Active | MSH | MSH | 15U | Resp Therapy (Anesthesia) | L&D OR | Draeger Medical Canada | Zeus IE | ASJF-0004 | 2016-07-08 | 119000 | 2017-07-07 | PN MK0400 L&D spare in OR 1. Passive scavenging.
68557 | Delivery Module SEVO | Delivery Module | Delivery Module | Active | MSH | MSH | MSH | Resp Therapy (Anesthesia) | Operating Room | Draeger Medical Canada | OPC5344 | ASJE-0039 | 2016-07-11 | 12365 | 2017-07-11 | PN MK01703
68560 | Delivery Module SEVO | Delivery Module | Delivery Module | Active | MSH | MSH | MSH | Resp Therapy (Anesthesia) | Operating Room | Draeger Medical Canada | OPC5344 | ASJE-0037 | 2016-07-11 | 12365 | 2017-07-11 | PN MK01703
68561 | Delivery Module SEVO | Delivery Module | Delivery Module | Active | MSH | MSH | MSH | Resp Therapy (Anesthesia) | Operating Room | Draeger Medical Canada | OPC5344 | ASJE-0040 | 2016-07-11 | 12365 | 2017-07-11 | PN MK01703
68564 | Batteries Pack | Batteries | Batteries | Active | MSH | MSH | 17U | NICU | NICU | FERNO | POWERFlexx | 13N-255591 | 2013-04-09 | 20001 | 2014-04-09
68565 | Batteries Pack | Batteries | Batteries | Active | MSH | MSH | 17U | NICU | NICU | FERNO | POWERFlexx | 13N-840440 | 2013-04-09 | 20001 | 2014-04-09
68566 | Batteries Pack. | Batteries | Batteries | Active | MSH | MSH | 17U | NICU | NICU | FERNO | POWERFlexx | 13N-255599 | 2013-04-09 | 20001 | 2014-04-09
68567 | LTV Universal Power supply | LTV Universal Power supply | LTV Universal Power supply | Active | MSH | MSH | 18 | ICU | ICU | Pulmonetics Systems | LTV-1000 | C1N29F0056 | 2008-03-13 | 853.56 | 2009-03-13 09:25 | External Power supply for LTV-1000 Ventilator
68568 | Carts | Carts | Carts | Active | MSH | MSH | 7 | SURGICAL SUITE (COMBINED WITH CYSTO) | OR | OLYMPUS CORP MEDICAL INSTRUMENT DIV | WM-NP2 | 21505289 | 2016-07-25 | 1 | 2017-07-25 | Video Tower consists of: High Definition LCD Monitor, model OEV262H, s/n 7642596, TUV approved; High Flow Insufflation Unit, model UHI-4, s/n 7638351, CSA approved; Evils Exera III video system centre, model: CV-190, S/N 7620522, CSA approved; Evis Exera III xenon light source, model CLV-190, s/n 7667904, CSA approved: IMH-20 Image Management Hub, s/n 7654477, Ulc approved; Video Cart model WM-NP2, s/n 21505289, by KeyMed Ltd.
68569 | Display Monitor, Flat Panel | Display Monitor | Display Monitor, Flat Panel | Active | MSH | MSH | 7 | SURGICAL SUITE (COMBINED WITH CYSTO) | 7th Floor | OLYMPUS CORP MEDICAL INSTRUMENT DIV | OEV262H | 7643668 | 2016-07-25 | 1 | 2017-07-25
68570 | Display Monitor, Flat Panel | Display Monitor | Display Monitor, Flat Panel | Active | MSH | MSH | 4 | ENT Clinic | 4 | OLYMPUS CORP MEDICAL INSTRUMENT DIV | OEV262H | 7642608 | 2016-07-25 | 1 | 2017-07-25
68572 | Thermometers, Electronic, Infrared | Thermometers | Thermometers, Electronic, Infrared | Active | MSH | MSH | 11N | Nursing 11N Medicine | 11th Floor - North Side | Cardinal Health Canada Inc | Genius 2 | N18520078 | 2012-01-12 | 249 | 2015-01-12 | VENDOR REPLACED N15601440 TO N16542595 JULY 2016
68575 | Microscopes, Light, Examination | Microscopes | Microscopes, Light, Examination | Active | MSH | MSH | 3 | Emergency | Emergency | Welch Allyn | 75200 | n/a | 2016-08-04 | 500 | 2017-08-04 | Consists of portable binocular microscope, richargeable battery pack, Medical Power Supply and Charger
68576 | Scales, Patient, Floor | Scales | Scales, Patient, Floor | Active | MSH | MSH | MSH | Mt. Sinai FH&W Centre | 12 North Marvelle Koffler Centre | HEALTH O METER INC | 597KL | 597T010608 | 2016-07-15 | 5001 | 2017-07-15 | 12 NORTH MARVELLE KOFFLER CENTRE SOLD BY PATTERSON MEDICAL SUPPLY 905-858-6000 REPRESENTATIVE: MILE BILAS DATE CODE 1716
68577 | Scales, Patient, Floor | Scales | Scales, Patient, Floor | Active | MSH | MSH | 6 | General Oncology Clinic | Oncology | HEALTH O METER INC | 597KL | 597T010604 | 2016-07-15 | 5001 | 2017-07-15 | 12 NORTH EXAM ROOM SOLD BY PATTERSON MEDICAL SUPPLY 905-858-6000 REPRESENTATIVE: MILE BILAS DATE CODE 1716
68579 | Infusion Pumps, Syringe | INFUSION PUMPS | Infusion Pumps, Syringe | Active | MSH | MSH | MSH | Resp Therapy (Anesthesia) | OR-Anesthesia | Alaris Medical Systems | 8110 - Syringe Module | 14609758 | 2016-09-28 | 2926 | 2018-09-28
68580 | Infusion Pumps, Syringe | INFUSION PUMPS | Infusion Pumps, Syringe | Active | MSH | MSH | MSH | Resp Therapy (Anesthesia) | OR-Anesthesia | Alaris Medical Systems | 8110 - Syringe Module | 14609199 | 2016-09-28 | 2926 | 2018-09-28
68581 | Infusion Pumps, Syringe | INFUSION PUMPS | Infusion Pumps, Syringe | Active | MSH | MSH | MSH | Resp Therapy (Anesthesia) | OR-Anesthesia | Alaris Medical Systems | 8110 - Syringe Module | 14610369 | 2016-09-28 | 2926 | 2018-09-28
68582 | Infusion Pumps, Syringe | INFUSION PUMPS | Infusion Pumps, Syringe | Active | MSH | MSH | MSH | Resp Therapy (Anesthesia) | OR-Anesthesia | Alaris Medical Systems | 8110 - Syringe Module | 14610401 | 2016-09-28 | 2926 | 2018-09-28
68583 | Infusion Pumps, Syringe | INFUSION PUMPS | Infusion Pumps, Syringe | Active | MSH | MSH | MSH | Resp Therapy (Anesthesia) | OR-Anesthesia | Alaris Medical Systems | 8110 - Syringe Module | 14609110 | 2016-09-28 | 2926 | 2018-09-28
68587 | Ventilators, Intensive Care, Adult | Ventilators | Ventilators, Intensive Care, Adult | Active | MSH | MSH | 1 | Biomedical Engineering | RT Room | MAQUET CRITICAL CARE | Servo-U 6694800 | 22272 | 2016-08-10 | 0 | 2017-08-10 | Loaner upgrade software to Rev 4.0
68588 | Ventilators, Intensive Care, Adult | Ventilators | Ventilators, Intensive Care, Adult | Active | MSH | MSH | 1 | Respiratory Therapy | RT Room | MAQUET CRITICAL CARE | Servo-U 6694800 | 22271 | 2016-08-10 | 0 | 2017-08-10 | loaner software upgrade to Rev 4.0
68589 | Infusion Pumps, Syringe | INFUSION PUMPS | Infusion Pumps, Syringe | Active | MSH | MSH | MSH | Resp Therapy (Anesthesia) | OR-Anesthesia | Alaris Medical Systems | 8110 - Syringe Module | 14668479 | 2016-09-28 | 2926 | 2018-09-28
68590 | Infusion Pumps, Syringe | INFUSION PUMPS | Infusion Pumps, Syringe | Active | MSH | MSH | MSH | Resp Therapy (Anesthesia) | OR-Anesthesia | Alaris Medical Systems | 8110 - Syringe Module | 14668630 | 2016-09-28 | 2926 | 2018-09-28
68592 | Infusion Pumps, Syringe | INFUSION PUMPS | Infusion Pumps, Syringe | Active | MSH | MSH | MSH | Resp Therapy (Anesthesia) | OR-Anesthesia | Alaris Medical Systems | 8110 - Syringe Module | 14668522 | 2016-09-28 | 2926 | 2018-09-28
68593 | Infusion Pumps, Syringe | INFUSION PUMPS | Infusion Pumps, Syringe | Active | MSH | MSH | MSH | Resp Therapy (Anesthesia) | OR-Anesthesia | Alaris Medical Systems | 8110 - Syringe Module | 14668471 | 2016-09-28 | 2926 | 2018-09-28
68594 | Infusion Pumps, Syringe | INFUSION PUMPS | Infusion Pumps, Syringe | Active | MSH | MSH | MSH | Resp Therapy (Anesthesia) | OR-Anesthesia | Alaris Medical Systems | 8110 - Syringe Module | 14668273 | 2016-09-28 | 2926 | 2018-09-28
68595 | Infusion Pumps, Syringe | INFUSION PUMPS | Infusion Pumps, Syringe | Active | MSH | MSH | MSH | Resp Therapy (Anesthesia) | OR-Anesthesia | Alaris Medical Systems | 8110 - Syringe Module | 14668418 | 2016-09-28 | 2926 | 2018-09-28
68596 | Infusion Pumps, Syringe | INFUSION PUMPS | Infusion Pumps, Syringe | Active | MSH | MSH | MSH | Resp Therapy (Anesthesia) | OR-Anesthesia | Alaris Medical Systems | 8110 - Syringe Module | 14667973 | 2016-09-28 | 2926 | 2018-09-28
68597 | Infusion Pumps, Syringe | INFUSION PUMPS | Infusion Pumps, Syringe | Active | MSH | MSH | MSH | Resp Therapy (Anesthesia) | OR-Anesthesia | Alaris Medical Systems | 8110 - Syringe Module | 14668227 | 2016-09-28 | 2926 | 2018-09-28
68598 | Infusion Pumps, Syringe | INFUSION PUMPS | Infusion Pumps, Syringe | Active | MSH | MSH | MSH | Resp Therapy (Anesthesia) | OR-Anesthesia | Alaris Medical Systems | 8110 - Syringe Module | 14668504 | 2016-09-28 | 2926 | 2018-09-28
68599 | Infusion Pumps, Syringe | INFUSION PUMPS | Infusion Pumps, Syringe | Active | MSH | MSH | MSH | Resp Therapy (Anesthesia) | OR-Anesthesia | Alaris Medical Systems | 8110 - Syringe Module | 14668414 | 2016-09-28 | 2926 | 2018-09-28
68600 | Infusion Pumps, Syringe | INFUSION PUMPS | Infusion Pumps, Syringe | Active | MSH | MSH | MSH | Resp Therapy (Anesthesia) | OR-Anesthesia | Alaris Medical Systems | 8110 - Syringe Module | 14668424 | 2016-09-28 | 2926 | 2018-09-28
68601 | Infusion Pumps, Syringe | INFUSION PUMPS | Infusion Pumps, Syringe | Active | MSH | MSH | MSH | Resp Therapy (Anesthesia) | OR-Anesthesia | Alaris Medical Systems | 8110 - Syringe Module | 14668547 | 2016-09-28 | 2926 | 2018-09-28
68602 | Infusion Pumps, Syringe | INFUSION PUMPS | Infusion Pumps, Syringe | Active | MSH | MSH | MSH | Resp Therapy (Anesthesia) | OR-Anesthesia | Alaris Medical Systems | 8110 - Syringe Module | 14668520 | 2016-09-28 | 2926 | 2018-09-28
68603 | Infusion Pumps, Syringe | INFUSION PUMPS | Infusion Pumps, Syringe | Active | MSH | MSH | MSH | Resp Therapy (Anesthesia) | OR-Anesthesia | Alaris Medical Systems | 8110 - Syringe Module | 14668613 | 2016-09-28 | 2926 | 2018-09-28
68604 | Infusion Pumps, Syringe | INFUSION PUMPS | Infusion Pumps, Syringe | Active | MSH | MSH | MSH | Resp Therapy (Anesthesia) | OR-Anesthesia | Alaris Medical Systems | 8110 - Syringe Module | 14668113 | 2016-09-28 | 2926 | 2018-09-28
68605 | Infusion Pumps, Syringe | INFUSION PUMPS | Infusion Pumps, Syringe | Active | MSH | MSH | MSH | Resp Therapy (Anesthesia) | OR-Anesthesia | Alaris Medical Systems | 8110 - Syringe Module | 14668684 | 2016-09-28 | 2926 | 2018-09-28
68606 | Infusion Pumps, Syringe | INFUSION PUMPS | Infusion Pumps, Syringe | Active | MSH | MSH | 5 | Resp Therapy (Anesthesia) | 5th Floor | Alaris Medical Systems | 8110 - Syringe Module | 14668234 | 2016-09-28 | 2926 | 2018-09-28
68607 | Infusion Pumps, Syringe | INFUSION PUMPS | Infusion Pumps, Syringe | Active | MSH | MSH | MSH | Resp Therapy (Anesthesia) | OR-Anesthesia | Alaris Medical Systems | 8110 - Syringe Module | 14668366 | 2016-09-28 | 2926 | 2018-09-28
68608 | Infusion Pumps, Syringe | INFUSION PUMPS | Infusion Pumps, Syringe | Active | MSH | MSH | MSH | Resp Therapy (Anesthesia) | OR-Anesthesia | Alaris Medical Systems | 8110 - Syringe Module | 14668397 | 2016-09-28 | 2926 | 2018-09-28
68609 | Infusion Pumps, Syringe | INFUSION PUMPS | Infusion Pumps, Syringe | Active | MSH | MSH | MSH | Resp Therapy (Anesthesia) | OR-Anesthesia | Alaris Medical Systems | 8110 - Syringe Module | 14668112 | 2016-09-28 | 2926 | 2018-09-28
68610 | Infusion Pumps, Syringe | INFUSION PUMPS | Infusion Pumps, Syringe | Active | MSH | MSH | MSH | Resp Therapy (Anesthesia) | OR-Anesthesia | Alaris Medical Systems | 8110 - Syringe Module | 14668515 | 2016-09-28 | 2926 | 2018-09-28
68611 | Infusion Pumps, Syringe | INFUSION PUMPS | Infusion Pumps, Syringe | Active | MSH | MSH | 1 | Biomedical Engineering | Biomedical Eng. | Alaris Medical Systems | 8110 - Syringe Module | 14668249 | 2016-09-28 | 2926 | 2018-09-28
68612 | INFUSION PUMPS, GENERAL PURPOSE | INFUSION PUMPS | INFUSION PUMPS, GENERAL PURPOSE | Active | MSH | MSH | 6 | General Oncology Clinic | Oncology | Alaris Medical Systems | 8015 - PCU | 14647476 | 2016-08-05 | 2100 | 2017-08-05
68613 | INFUSION PUMPS, GENERAL PURPOSE | INFUSION PUMPS | INFUSION PUMPS, GENERAL PURPOSE | Active | MSH | MSH | 6 | General Oncology Clinic | Oncology | Alaris Medical Systems | 8015 - PCU | 14666526 | 2016-09-28 | 2100 | 2018-09-28
68614 | INFUSION PUMPS, GENERAL PURPOSE | INFUSION PUMPS | INFUSION PUMPS, GENERAL PURPOSE | Active | MSH | MSH | 6 | General Oncology Clinic | Oncology | Alaris Medical Systems | 8015 - PCU | 14666183 | 2016-09-28 | 2100 | 2018-09-28
68615 | INFUSION PUMPS, GENERAL PURPOSE | INFUSION PUMPS | INFUSION PUMPS, GENERAL PURPOSE | Active | MSH | MSH | 6 | General Oncology Clinic | Oncology | Alaris Medical Systems | 8015 - PCU | 14677762 | 2016-09-28 | 2100 | 2018-09-28
68616 | INFUSION PUMPS, GENERAL PURPOSE | INFUSION PUMPS | INFUSION PUMPS, GENERAL PURPOSE | Active | MSH | MSH | 6 | General Oncology Clinic | Oncology | Alaris Medical Systems | 8015 - PCU | 14678187 | 2016-09-28 | 2100 | 2018-09-28
68617 | INFUSION PUMPS, GENERAL PURPOSE | INFUSION PUMPS | INFUSION PUMPS, GENERAL PURPOSE | Active | MSH | MSH | 6 | General Oncology Clinic | Oncology | Alaris Medical Systems | 8015 - PCU | 14677901 | 2016-09-28 | 2100 | 2018-09-28
68618 | INFUSION PUMPS, GENERAL PURPOSE | INFUSION PUMPS | INFUSION PUMPS, GENERAL PURPOSE | Active | MSH | MSH | 6 | General Oncology Clinic | Oncology | Alaris Medical Systems | 8015 - PCU | 14676898 | 2016-09-28 | 2100 | 2018-09-28
68619 | INFUSION PUMPS, GENERAL PURPOSE | INFUSION PUMPS | INFUSION PUMPS, GENERAL PURPOSE | Active | MSH | MSH | 6 | General Oncology Clinic | Oncology | Alaris Medical Systems | 8015 - PCU | 14666293 | 2016-09-28 | 2100 | 2018-09-28
68620 | INFUSION PUMPS, GENERAL PURPOSE | INFUSION PUMPS | INFUSION PUMPS, GENERAL PURPOSE | Active | MSH | MSH | 6 | General Oncology Clinic | Oncology | Alaris Medical Systems | 8015 - PCU | 14666530 | 2016-09-28 | 2100 | 2018-09-28
68621 | INFUSION PUMPS, GENERAL PURPOSE | INFUSION PUMPS | INFUSION PUMPS, GENERAL PURPOSE | Active | MSH | MSH | 6 | General Oncology Clinic | Oncology | Alaris Medical Systems | 8015 - PCU | 14677186 | 2016-09-28 | 2100 | 2018-09-28
68622 | INFUSION PUMPS, GENERAL PURPOSE | INFUSION PUMPS | INFUSION PUMPS, GENERAL PURPOSE | Active | MSH | MSH | 6 | General Oncology Clinic | Oncology | Alaris Medical Systems | 8015 - PCU | 14678038 | 2016-09-28 | 2100 | 2018-09-28
68623 | INFUSION PUMPS, GENERAL PURPOSE | INFUSION PUMPS | INFUSION PUMPS, GENERAL PURPOSE | Active | MSH | MSH | 6 | General Oncology Clinic | Oncology | Alaris Medical Systems | 8015 - PCU | 14677924 | 2016-09-28 | 2100 | 2018-09-28
68624 | INFUSION PUMPS, GENERAL PURPOSE | INFUSION PUMPS | INFUSION PUMPS, GENERAL PURPOSE | Active | MSH | MSH | 6 | General Oncology Clinic | Oncology | Alaris Medical Systems | 8015 - PCU | 14677796 | 2016-09-28 | 2100 | 2018-09-28
68625 | INFUSION PUMPS, GENERAL PURPOSE | INFUSION PUMPS | INFUSION PUMPS, GENERAL PURPOSE | Active | MSH | MSH | 6 | General Oncology Clinic | Oncology | Alaris Medical Systems | 8015 - PCU | 14678141 | 2016-09-28 | 2100 | 2018-09-28
68626 | INFUSION PUMPS, GENERAL PURPOSE | INFUSION PUMPS | INFUSION PUMPS, GENERAL PURPOSE | Active | MSH | MSH | 6 | General Oncology Clinic | Oncology | Alaris Medical Systems | 8015 - PCU | 14666006 | 2016-09-28 | 2100 | 2018-09-28
68627 | INFUSION PUMPS, GENERAL PURPOSE | INFUSION PUMPS | INFUSION PUMPS, GENERAL PURPOSE | Active | MSH | MSH | 6 | General Oncology Clinic | Oncology | Alaris Medical Systems | 8015 - PCU | 14677867 | 2016-09-28 | 2100 | 2018-09-28
68628 | INFUSION PUMPS, GENERAL PURPOSE | INFUSION PUMPS | INFUSION PUMPS, GENERAL PURPOSE | Active | MSH | MSH | 1 | Central Dispatch | 1st Floor | Alaris Medical Systems | 8015 - PCU | 14677932 | 2016-09-28 | 2100 | 2018-09-28
68629 | INFUSION PUMPS, GENERAL PURPOSE | INFUSION PUMPS | INFUSION PUMPS, GENERAL PURPOSE | Active | MSH | MSH | 6 | General Oncology Clinic | Oncology | Alaris Medical Systems | 8015 - PCU | 14678229 | 2016-09-28 | 2100 | 2018-09-28
68630 | INFUSION PUMPS, GENERAL PURPOSE | INFUSION PUMPS | INFUSION PUMPS, GENERAL PURPOSE | Active | MSH | MSH | 6 | General Oncology Clinic | Oncology | Alaris Medical Systems | 8015 - PCU | 14677950 | 2016-09-28 | 2100 | 2018-09-28
68631 | INFUSION PUMPS, GENERAL PURPOSE | INFUSION PUMPS | INFUSION PUMPS, GENERAL PURPOSE | Active | MSH | MSH | 6 | General Oncology Clinic | Oncology | Alaris Medical Systems | 8015 - PCU | 14678061 | 2016-09-28 | 2100 | 2018-09-28
68632 | INFUSION PUMPS, GENERAL PURPOSE | INFUSION PUMPS | INFUSION PUMPS, GENERAL PURPOSE | Active | MSH | MSH | 6 | General Oncology Clinic | Oncology | Alaris Medical Systems | 8100 - LVP Module | 14690802 | 2016-09-28 | 1200 | 2018-09-28
68633 | INFUSION PUMPS, GENERAL PURPOSE | INFUSION PUMPS | INFUSION PUMPS, GENERAL PURPOSE | Active | MSH | MSH | 6 | General Oncology Clinic | Oncology | Alaris Medical Systems | 8100 - LVP Module | 14690827 | 2016-09-28 | 1200 | 2018-09-28
68634 | INFUSION PUMPS, GENERAL PURPOSE | INFUSION PUMPS | INFUSION PUMPS, GENERAL PURPOSE | Active | MSH | MSH | 6 | General Oncology Clinic | Oncology | Alaris Medical Systems | 8100 - LVP Module | 14690803 | 2016-09-28 | 1200 | 2018-09-28
68635 | INFUSION PUMPS, GENERAL PURPOSE | INFUSION PUMPS | INFUSION PUMPS, GENERAL PURPOSE | Active | MSH | MSH | 6 | General Oncology Clinic | Oncology | Alaris Medical Systems | 8100 - LVP Module | 14690820 | 2016-09-28 | 1200 | 2018-09-28
68636 | INFUSION PUMPS, GENERAL PURPOSE | INFUSION PUMPS | INFUSION PUMPS, GENERAL PURPOSE | Active | MSH | MSH | 6 | General Oncology Clinic | Oncology | Alaris Medical Systems | 8100 - LVP Module | 14690767 | 2016-09-28 | 1200 | 2018-09-28
68637 | INFUSION PUMPS, GENERAL PURPOSE | INFUSION PUMPS | INFUSION PUMPS, GENERAL PURPOSE | Active | MSH | MSH | 6 | General Oncology Clinic | Oncology | Alaris Medical Systems | 8100 - LVP Module | 14690815 | 2016-09-28 | 1200 | 2018-09-28
68638 | INFUSION PUMPS, GENERAL PURPOSE | INFUSION PUMPS | INFUSION PUMPS, GENERAL PURPOSE | Active | MSH | MSH | 6 | General Oncology Clinic | Oncology | Alaris Medical Systems | 8100 - LVP Module | 14692263 | 2016-09-28 | 1200 | 2018-09-28
68639 | INFUSION PUMPS, GENERAL PURPOSE | INFUSION PUMPS | INFUSION PUMPS, GENERAL PURPOSE | Active | MSH | MSH | 6 | General Oncology Clinic | Oncology | Alaris Medical Systems | 8100 - LVP Module | 14691857 | 2016-09-28 | 1200 | 2018-09-28
68640 | INFUSION PUMPS, GENERAL PURPOSE | INFUSION PUMPS | INFUSION PUMPS, GENERAL PURPOSE | Active | MSH | MSH | 6 | General Oncology Clinic | Oncology | Alaris Medical Systems | 8100 - LVP Module | 14691736 | 2016-09-28 | 1200 | 2018-09-28
68641 | INFUSION PUMPS, GENERAL PURPOSE | INFUSION PUMPS | INFUSION PUMPS, GENERAL PURPOSE | Active | MSH | MSH | 6 | General Oncology Clinic | Oncology | Alaris Medical Systems | 8100 - LVP Module | 14691875 | 2016-09-28 | 1200 | 2018-09-28
68642 | INFUSION PUMPS, GENERAL PURPOSE | INFUSION PUMPS | INFUSION PUMPS, GENERAL PURPOSE | Active | MSH | MSH | 6 | General Oncology Clinic | Oncology | Alaris Medical Systems | 8100 - LVP Module | 14691879 | 2016-09-28 | 1200 | 2018-09-28
68643 | INFUSION PUMPS, GENERAL PURPOSE | INFUSION PUMPS | INFUSION PUMPS, GENERAL PURPOSE | Active | MSH | MSH | 6 | General Oncology Clinic | Oncology | Alaris Medical Systems | 8100 - LVP Module | 14692495 | 2016-09-28 | 1200 | 2018-09-28
68644 | INFUSION PUMPS, GENERAL PURPOSE | INFUSION PUMPS | INFUSION PUMPS, GENERAL PURPOSE | Active | MSH | MSH | 6 | General Oncology Clinic | Oncology | Alaris Medical Systems | 8100 - LVP Module | 14692494 | 2016-09-28 | 1200 | 2018-09-28
68645 | INFUSION PUMPS, GENERAL PURPOSE | INFUSION PUMPS | INFUSION PUMPS, GENERAL PURPOSE | Active | MSH | MSH | 6 | General Oncology Clinic | Oncology | Alaris Medical Systems | 8100 - LVP Module | 14690823 | 2016-09-28 | 1200 | 2018-09-28
68646 | INFUSION PUMPS, GENERAL PURPOSE | INFUSION PUMPS | INFUSION PUMPS, GENERAL PURPOSE | Active | MSH | MSH | 6 | General Oncology Clinic | Oncology | Alaris Medical Systems | 8100 - LVP Module | 14690792 | 2016-09-28 | 1200 | 2018-09-28
68647 | INFUSION PUMPS, GENERAL PURPOSE | INFUSION PUMPS | INFUSION PUMPS, GENERAL PURPOSE | Active | MSH | MSH | 6 | General Oncology Clinic | Oncology | Alaris Medical Systems | 8100 - LVP Module | 14692528 | 2016-09-28 | 1200 | 2018-09-28
68648 | INFUSION PUMPS, GENERAL PURPOSE | INFUSION PUMPS | INFUSION PUMPS, GENERAL PURPOSE | Active | MSH | MSH | 6 | General Oncology Clinic | Oncology | Alaris Medical Systems | 8100 - LVP Module | 14690810 | 2016-09-28 | 1200 | 2018-09-28
68649 | INFUSION PUMPS, GENERAL PURPOSE | INFUSION PUMPS | INFUSION PUMPS, GENERAL PURPOSE | Active | MSH | MSH | 6 | General Oncology Clinic | Oncology | Alaris Medical Systems | 8100 - LVP Module | 14691566 | 2016-09-28 | 1200 | 2018-09-28
68650 | INFUSION PUMPS, GENERAL PURPOSE | INFUSION PUMPS | INFUSION PUMPS, GENERAL PURPOSE | Active | MSH | MSH | 6 | General Oncology Clinic | Oncology | Alaris Medical Systems | 8100 - LVP Module | 14691577 | 2016-09-28 | 1200 | 2018-09-28
68651 | INFUSION PUMPS, GENERAL PURPOSE | INFUSION PUMPS | INFUSION PUMPS, GENERAL PURPOSE | Active | MSH | MSH | 6 | General Oncology Clinic | Oncology | Alaris Medical Systems | 8100 - LVP Module | 14692350 | 2016-09-28 | 1200 | 2018-09-28
68652 | INFUSION PUMPS, GENERAL PURPOSE | INFUSION PUMPS | INFUSION PUMPS, GENERAL PURPOSE | Active | MSH | MSH | 6 | General Oncology Clinic | Oncology | Alaris Medical Systems | 8100 - LVP Module | 14692193 | 2016-09-28 | 1200 | 2018-09-28
68653 | INFUSION PUMPS, GENERAL PURPOSE | INFUSION PUMPS | INFUSION PUMPS, GENERAL PURPOSE | Active | MSH | MSH | 6 | General Oncology Clinic | Oncology | Alaris Medical Systems | 8100 - LVP Module | 14692424 | 2016-09-28 | 1200 | 2018-09-28
68654 | INFUSION PUMPS, GENERAL PURPOSE | INFUSION PUMPS | INFUSION PUMPS, GENERAL PURPOSE | Active | MSH | MSH | 6 | General Oncology Clinic | Oncology | Alaris Medical Systems | 8100 - LVP Module | 14692422 | 2016-09-28 | 1200 | 2018-09-28
68655 | INFUSION PUMPS, GENERAL PURPOSE | INFUSION PUMPS | INFUSION PUMPS, GENERAL PURPOSE | Active | MSH | MSH | 6 | General Oncology Clinic | Oncology | Alaris Medical Systems | 8100 - LVP Module | 14692415 | 2016-09-28 | 1200 | 2018-09-28
68656 | INFUSION PUMPS, GENERAL PURPOSE | INFUSION PUMPS | INFUSION PUMPS, GENERAL PURPOSE | Active | MSH | MSH | 6 | General Oncology Clinic | Oncology | Alaris Medical Systems | 8100 - LVP Module | 14690914 | 2016-09-28 | 1200 | 2018-09-28
68657 | INFUSION PUMPS, GENERAL PURPOSE | INFUSION PUMPS | INFUSION PUMPS, GENERAL PURPOSE | Active | MSH | MSH | 6 | General Oncology Clinic | Oncology | Alaris Medical Systems | 8100 - LVP Module | 14690896 | 2016-09-28 | 1200 | 2018-09-28
68658 | INFUSION PUMPS, GENERAL PURPOSE | INFUSION PUMPS | INFUSION PUMPS, GENERAL PURPOSE | Active | MSH | MSH | 6 | General Oncology Clinic | Oncology | Alaris Medical Systems | 8100 - LVP Module | 14692315 | 2016-09-28 | 1200 | 2018-09-28
68659 | INFUSION PUMPS, GENERAL PURPOSE | INFUSION PUMPS | INFUSION PUMPS, GENERAL PURPOSE | Active | MSH | MSH | 6 | General Oncology Clinic | Oncology | Alaris Medical Systems | 8100 - LVP Module | 14692368 | 2016-09-28 | 1200 | 2018-09-28
68660 | INFUSION PUMPS, GENERAL PURPOSE | INFUSION PUMPS | INFUSION PUMPS, GENERAL PURPOSE | Active | MSH | MSH | 6 | General Oncology Clinic | Oncology | Alaris Medical Systems | 8100 - LVP Module | 14692361 | 2016-09-28 | 1200 | 2018-09-28
68661 | INFUSION PUMPS, GENERAL PURPOSE | INFUSION PUMPS | INFUSION PUMPS, GENERAL PURPOSE | Active | MSH | MSH | 6 | General Oncology Clinic | Oncology | Alaris Medical Systems | 8100 - LVP Module | 14691782 | 2016-09-28 | 1200 | 2018-09-28
68662 | INFUSION PUMPS, GENERAL PURPOSE | INFUSION PUMPS | INFUSION PUMPS, GENERAL PURPOSE | Active | MSH | MSH | 6 | General Oncology Clinic | Oncology | Alaris Medical Systems | 8100 - LVP Module | 14692317 | 2016-09-28 | 1200 | 2018-09-28
68663 | INFUSION PUMPS, GENERAL PURPOSE | INFUSION PUMPS | INFUSION PUMPS, GENERAL PURPOSE | Active | MSH | MSH | 6 | General Oncology Clinic | Oncology | Alaris Medical Systems | 8100 - LVP Module | 14691858 | 2016-09-28 | 1200 | 2018-09-28
68664 | INFUSION PUMPS, GENERAL PURPOSE | INFUSION PUMPS | INFUSION PUMPS, GENERAL PURPOSE | Active | MSH | MSH | 6 | General Oncology Clinic | Oncology | Alaris Medical Systems | 8100 - LVP Module | 14691868 | 2016-09-28 | 1200 | 2018-09-28
68665 | INFUSION PUMPS, GENERAL PURPOSE | INFUSION PUMPS | INFUSION PUMPS, GENERAL PURPOSE | Active | MSH | MSH | 6 | General Oncology Clinic | Oncology | Alaris Medical Systems | 8100 - LVP Module | 14692257 | 2016-09-28 | 1200 | 2018-09-28
68666 | INFUSION PUMPS, GENERAL PURPOSE | INFUSION PUMPS | INFUSION PUMPS, GENERAL PURPOSE | Active | MSH | MSH | 6 | General Oncology Clinic | Oncology | Alaris Medical Systems | 8100 - LVP Module | 14692367 | 2016-09-28 | 1200 | 2018-09-28
68667 | INFUSION PUMPS, GENERAL PURPOSE | INFUSION PUMPS | INFUSION PUMPS, GENERAL PURPOSE | Active | MSH | MSH | 6 | General Oncology Clinic | Oncology | Alaris Medical Systems | 8100 - LVP Module | 14691881 | 2016-09-28 | 1200 | 2018-09-28
68668 | INFUSION PUMPS, GENERAL PURPOSE | INFUSION PUMPS | INFUSION PUMPS, GENERAL PURPOSE | Active | MSH | MSH | 6 | General Oncology Clinic | Oncology | Alaris Medical Systems | 8100 - LVP Module | 14692236 | 2016-09-28 | 1200 | 2018-09-28
68669 | INFUSION PUMPS, GENERAL PURPOSE | INFUSION PUMPS | INFUSION PUMPS, GENERAL PURPOSE | Active | MSH | MSH | 6 | General Oncology Clinic | Oncology | Alaris Medical Systems | 8100 - LVP Module | 14693160 | 2016-09-28 | 1200 | 2018-09-28
68670 | INFUSION PUMPS, GENERAL PURPOSE | INFUSION PUMPS | INFUSION PUMPS, GENERAL PURPOSE | Active | MSH | MSH | 1 | Central Dispatch | Biomedical Eng. | Alaris Medical Systems | 8100 - LVP Module | 14691394 | 2016-09-28 | 1200 | 2018-09-28
68671 | INFUSION PUMPS, GENERAL PURPOSE | INFUSION PUMPS | INFUSION PUMPS, GENERAL PURPOSE | Active | MSH | MSH | 1 | Biomedical Engineering | Biomedical Eng. | Alaris Medical Systems | 8015 - PCU | 14666436 | 2016-09-28 | 2100 | 2018-09-28
68672 | INFUSION PUMPS, GENERAL PURPOSE | INFUSION PUMPS | INFUSION PUMPS, GENERAL PURPOSE | Active | MSH | MSH | MSH | Central Dispatch | MSH-PC Unit | Alaris Medical Systems | 8015 - PCU | 14677190 | 2016-09-28 | 2100 | 2018-09-28
68673 | INFUSION PUMPS, GENERAL PURPOSE | INFUSION PUMPS | INFUSION PUMPS, GENERAL PURPOSE | Active | MSH | MSH | MSH | Central Dispatch |  | Alaris Medical Systems | 8015 - PCU | 14678217 | 2016-09-28 | 2100 | 2018-09-28
68674 | INFUSION PUMPS, GENERAL PURPOSE | INFUSION PUMPS | INFUSION PUMPS, GENERAL PURPOSE | Active | MSH | MSH | MSH | Central Dispatch | MSH-PC Unit | Alaris Medical Systems | 8015 - PCU | 14666537 | 2016-09-28 | 2100 | 2018-09-28
68675 | INFUSION PUMPS, GENERAL PURPOSE | INFUSION PUMPS | INFUSION PUMPS, GENERAL PURPOSE | Active | MSH | MSH | MSH | Central Dispatch | MSH-PC Unit | Alaris Medical Systems | 8015 - PCU | 14677770 | 2016-09-28 | 2100 | 2018-09-28
68676 | INFUSION PUMPS, GENERAL PURPOSE | INFUSION PUMPS | INFUSION PUMPS, GENERAL PURPOSE | Active | MSH | MSH | MSH | Central Dispatch | MSH-PC Unit | Alaris Medical Systems | 8015 - PCU | 14678196 | 2016-09-28 | 2100 | 2018-09-28
68677 | INFUSION PUMPS, GENERAL PURPOSE | INFUSION PUMPS | INFUSION PUMPS, GENERAL PURPOSE | Active | MSH | MSH | MSH | Central Dispatch | MSH-PC Unit | Alaris Medical Systems | 8015 - PCU | 14677764 | 2016-09-28 | 2100 | 2018-09-28
68678 | INFUSION PUMPS, GENERAL PURPOSE | INFUSION PUMPS | INFUSION PUMPS, GENERAL PURPOSE | Active | MSH | MSH | MSH | Central Dispatch | MSH-PC Unit | Alaris Medical Systems | 8015 - PCU | 14677773 | 2016-09-28 | 2100 | 2018-09-28
68679 | INFUSION PUMPS, GENERAL PURPOSE | INFUSION PUMPS | INFUSION PUMPS, GENERAL PURPOSE | Active | MSH | MSH | MSH | Central Dispatch | MSH-PC Unit | Alaris Medical Systems | 8015 - PCU | 14676912 | 2016-09-28 | 2100 | 2018-09-28
68680 | INFUSION PUMPS, GENERAL PURPOSE | INFUSION PUMPS | INFUSION PUMPS, GENERAL PURPOSE | Active | MSH | MSH | MSH | Central Dispatch | MSH-PC Unit | Alaris Medical Systems | 8015 - PCU | 14677006 | 2016-09-28 | 2100 | 2018-09-28
68681 | INFUSION PUMPS, GENERAL PURPOSE | INFUSION PUMPS | INFUSION PUMPS, GENERAL PURPOSE | Active | MSH | MSH | MSH | Central Dispatch | MSH-PC Unit | Alaris Medical Systems | 8015 - PCU | 14657711 | 2016-09-28 | 2100 | 2018-09-28
68682 | INFUSION PUMPS, GENERAL PURPOSE | INFUSION PUMPS | INFUSION PUMPS, GENERAL PURPOSE | Active | MSH | MSH | MSH | Central Dispatch | MSH-PC Unit | Alaris Medical Systems | 8015 - PCU | 14677871 | 2016-09-28 | 2100 | 2018-09-28
68683 | INFUSION PUMPS, GENERAL PURPOSE | INFUSION PUMPS | INFUSION PUMPS, GENERAL PURPOSE | Active | MSH | MSH | MSH | Central Dispatch | MSH-PC Unit | Alaris Medical Systems | 8015 - PCU | 14678146 | 2016-09-28 | 2100 | 2018-09-28
68684 | INFUSION PUMPS, GENERAL PURPOSE | INFUSION PUMPS | INFUSION PUMPS, GENERAL PURPOSE | Active | MSH | MSH | MSH | Central Dispatch | MSH-PC Unit | Alaris Medical Systems | 8015 - PCU | 14678148 | 2016-09-28 | 2100 | 2018-09-28
68685 | INFUSION PUMPS, GENERAL PURPOSE | INFUSION PUMPS | INFUSION PUMPS, GENERAL PURPOSE | Active | MSH | MSH | MSH | Central Dispatch | MSH-PC Unit | Alaris Medical Systems | 8015 - PCU | 14678242 | 2016-09-28 | 2100 | 2018-09-28
68686 | INFUSION PUMPS, GENERAL PURPOSE | INFUSION PUMPS | INFUSION PUMPS, GENERAL PURPOSE | Active | MSH | MSH | MSH | Central Dispatch | MSH-PC Unit | Alaris Medical Systems | 8015 - PCU | 14666041 | 2016-09-28 | 2100 | 2018-09-28
68687 | INFUSION PUMPS, GENERAL PURPOSE | INFUSION PUMPS | INFUSION PUMPS, GENERAL PURPOSE | Active | MSH | MSH | MSH | Central Dispatch | MSH-PC Unit | Alaris Medical Systems | 8015 - PCU | 14666570 | 2016-09-28 | 2100 | 2018-09-28
68688 | INFUSION PUMPS, GENERAL PURPOSE | INFUSION PUMPS | INFUSION PUMPS, GENERAL PURPOSE | Active | MSH | MSH | MSH | Central Dispatch | MSH-PC Unit | Alaris Medical Systems | 8015 - PCU | 14661962 | 2016-09-28 | 2100 | 2018-09-28
68689 | INFUSION PUMPS, GENERAL PURPOSE | INFUSION PUMPS | INFUSION PUMPS, GENERAL PURPOSE | Active | MSH | MSH | MSH | Central Dispatch | MSH-PC Unit | Alaris Medical Systems | 8015 - PCU | 14677695 | 2016-09-28 | 2100 | 2018-09-28
68690 | INFUSION PUMPS, GENERAL PURPOSE | INFUSION PUMPS | INFUSION PUMPS, GENERAL PURPOSE | Active | MSH | MSH | MSH | Central Dispatch | MSH-PC Unit | Alaris Medical Systems | 8015 - PCU | 14665828 | 2016-09-28 | 2100 | 2018-09-28
68691 | INFUSION PUMPS, GENERAL PURPOSE | INFUSION PUMPS | INFUSION PUMPS, GENERAL PURPOSE | Active | MSH | MSH | MSH | Central Dispatch | MSH-PC Unit | Alaris Medical Systems | 8015 - PCU | 14678197 | 2016-09-28 | 2100 | 2018-09-28
68692 | INFUSION PUMPS, GENERAL PURPOSE | INFUSION PUMPS | INFUSION PUMPS, GENERAL PURPOSE | Active | MSH | MSH | 6 | General Oncology Clinic | Oncology | Alaris Medical Systems | 8015 - PCU | 14677731 | 2016-09-28 | 2100 | 2018-09-28 | Belonged to MSH, but on go-live day, Oncology got short of pumps, so this was moved from MSH-central dispatch to Oncology
68693 | INFUSION PUMPS, GENERAL PURPOSE | INFUSION PUMPS | INFUSION PUMPS, GENERAL PURPOSE | Active | MSH | MSH | MSH | Central Dispatch | MSH-PC Unit | Alaris Medical Systems | 8015 - PCU | 14678041 | 2016-09-28 | 2100 | 2018-09-28
68694 | INFUSION PUMPS, GENERAL PURPOSE | INFUSION PUMPS | INFUSION PUMPS, GENERAL PURPOSE | Active | MSH | MSH | MSH | Central Dispatch | MSH-PC Unit | Alaris Medical Systems | 8015 - PCU | 14663341 | 2016-09-28 | 2100 | 2018-09-28
68696 | INFUSION PUMPS, GENERAL PURPOSE | INFUSION PUMPS | INFUSION PUMPS, GENERAL PURPOSE | Active | MSH | MSH | MSH | Central Dispatch | MSH-PC Unit | Alaris Medical Systems | 8015 - PCU | 14656198 | 2016-09-28 | 2100 | 2018-09-28
68697 | INFUSION PUMPS, GENERAL PURPOSE | INFUSION PUMPS | INFUSION PUMPS, GENERAL PURPOSE | Active | MSH | MSH | MSH | Central Dispatch | MSH-PC Unit | Alaris Medical Systems | 8015 - PCU | 14662407 | 2016-09-28 | 2100 | 2018-09-28
68698 | INFUSION PUMPS, GENERAL PURPOSE | INFUSION PUMPS | INFUSION PUMPS, GENERAL PURPOSE | Active | MSH | MSH | MSH | Central Dispatch | MSH-PC Unit | Alaris Medical Systems | 8015 - PCU | 14677892 | 2016-09-28 | 2100 | 2018-09-28
68699 | INFUSION PUMPS, GENERAL PURPOSE | INFUSION PUMPS | INFUSION PUMPS, GENERAL PURPOSE | Active | MSH | MSH | MSH | Central Dispatch | MSH-PC Unit | Alaris Medical Systems | 8015 - PCU | 14676861 | 2016-09-28 | 2100 | 2018-09-28
68700 | INFUSION PUMPS, GENERAL PURPOSE | INFUSION PUMPS | INFUSION PUMPS, GENERAL PURPOSE | Active | MSH | MSH | MSH | Central Dispatch | MSH-PC Unit | Alaris Medical Systems | 8015 - PCU | 14666011 | 2016-09-28 | 2100 | 2018-09-28
68701 | INFUSION PUMPS, GENERAL PURPOSE | INFUSION PUMPS | INFUSION PUMPS, GENERAL PURPOSE | Active | MSH | MSH | MSH | Central Dispatch | MSH-PC Unit | Alaris Medical Systems | 8015 - PCU | 14666109 | 2016-09-28 | 2100 | 2018-09-28
68702 | INFUSION PUMPS, GENERAL PURPOSE | INFUSION PUMPS | INFUSION PUMPS, GENERAL PURPOSE | Active | MSH | MSH | MSH | Central Dispatch | MSH-PC Unit | Alaris Medical Systems | 8015 - PCU | 14677042 | 2016-09-28 | 2100 | 2018-09-28
68703 | INFUSION PUMPS, GENERAL PURPOSE | INFUSION PUMPS | INFUSION PUMPS, GENERAL PURPOSE | Active | MSH | MSH | MSH | Central Dispatch | MSH-PC Unit | Alaris Medical Systems | 8015 - PCU | 14676853 | 2016-09-28 | 2100 | 2018-09-28
68704 | INFUSION PUMPS, GENERAL PURPOSE | INFUSION PUMPS | INFUSION PUMPS, GENERAL PURPOSE | Active | MSH | MSH | MSH | Central Dispatch | MSH-PC Unit | Alaris Medical Systems | 8015 - PCU | 14678011 | 2016-09-28 | 2100 | 2018-09-28
68705 | INFUSION PUMPS, GENERAL PURPOSE | INFUSION PUMPS | INFUSION PUMPS, GENERAL PURPOSE | Active | MSH | MSH | MSH | Central Dispatch | MSH-PC Unit | Alaris Medical Systems | 8015 - PCU | 14677870 | 2016-09-28 | 2100 | 2018-09-28
68706 | INFUSION PUMPS, GENERAL PURPOSE | INFUSION PUMPS | INFUSION PUMPS, GENERAL PURPOSE | Active | MSH | MSH | MSH | Central Dispatch | MSH-PC Unit | Alaris Medical Systems | 8015 - PCU | 14678137 | 2016-09-28 | 2100 | 2018-09-28
68707 | INFUSION PUMPS, GENERAL PURPOSE | INFUSION PUMPS | INFUSION PUMPS, GENERAL PURPOSE | Active | MSH | MSH | MSH | Central Dispatch | MSH-PC Unit | Alaris Medical Systems | 8015 - PCU | 14677257 | 2016-09-28 | 2100 | 2018-09-28
68708 | INFUSION PUMPS, GENERAL PURPOSE | INFUSION PUMPS | INFUSION PUMPS, GENERAL PURPOSE | Active | MSH | MSH | MSH | Central Dispatch | MSH-PC Unit | Alaris Medical Systems | 8015 - PCU | 14677121 | 2016-09-28 | 2100 | 2018-09-28
68709 | INFUSION PUMPS, GENERAL PURPOSE | INFUSION PUMPS | INFUSION PUMPS, GENERAL PURPOSE | Active | MSH | MSH | MSH | Central Dispatch | MSH-PC Unit | Alaris Medical Systems | 8015 - PCU | 14676931 | 2016-09-28 | 2100 | 2018-09-28
68710 | INFUSION PUMPS, GENERAL PURPOSE | INFUSION PUMPS | INFUSION PUMPS, GENERAL PURPOSE | Active | MSH | MSH | MSH | Central Dispatch | MSH-PC Unit | Alaris Medical Systems | 8015 - PCU | 14677389 | 2016-09-28 | 2100 | 2018-09-28
68711 | INFUSION PUMPS, GENERAL PURPOSE | INFUSION PUMPS | INFUSION PUMPS, GENERAL PURPOSE | Active | MSH | MSH | MSH | Central Dispatch | MSH-PC Unit | Alaris Medical Systems | 8015 - PCU | 14677751 | 2016-09-28 | 2100 | 2018-09-28
68712 | INFUSION PUMPS, GENERAL PURPOSE | INFUSION PUMPS | INFUSION PUMPS, GENERAL PURPOSE | Active | MSH | MSH | MSH | Central Dispatch | MSH-PC Unit | Alaris Medical Systems | 8015 - PCU | 14676854 | 2016-09-28 | 2100 | 2018-09-28
68713 | INFUSION PUMPS, GENERAL PURPOSE | INFUSION PUMPS | INFUSION PUMPS, GENERAL PURPOSE | Active | MSH | MSH | MSH | Central Dispatch | MSH-PC Unit | Alaris Medical Systems | 8015 - PCU | 14662984 | 2016-09-28 | 2100 | 2018-09-28
68714 | INFUSION PUMPS, GENERAL PURPOSE | INFUSION PUMPS | INFUSION PUMPS, GENERAL PURPOSE | Active | MSH | MSH | MSH | Central Dispatch | MSH-PC Unit | Alaris Medical Systems | 8015 - PCU | 14677767 | 2016-09-28 | 2100 | 2018-09-28
68715 | INFUSION PUMPS, GENERAL PURPOSE | INFUSION PUMPS | INFUSION PUMPS, GENERAL PURPOSE | Active | MSH | MSH | MSH | Central Dispatch | MSH-PC Unit | Alaris Medical Systems | 8015 - PCU | 14677397 | 2016-09-28 | 2100 | 2018-09-28
68716 | INFUSION PUMPS, GENERAL PURPOSE | INFUSION PUMPS | INFUSION PUMPS, GENERAL PURPOSE | Active | MSH | MSH | MSH | Central Dispatch | MSH-PC Unit | Alaris Medical Systems | 8015 - PCU | 14677750 | 2016-09-28 | 2100 | 2018-09-28
68717 | INFUSION PUMPS, GENERAL PURPOSE | INFUSION PUMPS | INFUSION PUMPS, GENERAL PURPOSE | Active | MSH | MSH | MSH | Central Dispatch | MSH-PC Unit | Alaris Medical Systems | 8015 - PCU | 14678057 | 2016-09-28 | 2100 | 2018-09-28
68718 | INFUSION PUMPS, GENERAL PURPOSE | INFUSION PUMPS | INFUSION PUMPS, GENERAL PURPOSE | Active | MSH | MSH | MSH | Central Dispatch | MSH-PC Unit | Alaris Medical Systems | 8015 - PCU | 14677771 | 2016-09-28 | 2100 | 2018-09-28
68719 | INFUSION PUMPS, GENERAL PURPOSE | INFUSION PUMPS | INFUSION PUMPS, GENERAL PURPOSE | Active | MSH | MSH | MSH | Central Dispatch | MSH-PC Unit | Alaris Medical Systems | 8015 - PCU | 14662794 | 2016-09-28 | 2100 | 2018-09-28
68720 | INFUSION PUMPS, GENERAL PURPOSE | INFUSION PUMPS | INFUSION PUMPS, GENERAL PURPOSE | Active | MSH | MSH | MSH | Central Dispatch | MSH-PC Unit | Alaris Medical Systems | 8015 - PCU | 14677781 | 2016-09-28 | 2100 | 2018-09-28
68721 | INFUSION PUMPS, GENERAL PURPOSE | INFUSION PUMPS | INFUSION PUMPS, GENERAL PURPOSE | Active | MSH | MSH | MSH | Central Dispatch | MSH-PC Unit | Alaris Medical Systems | 8015 - PCU | 14677774 | 2016-09-28 | 2100 | 2018-09-28
68722 | INFUSION PUMPS, GENERAL PURPOSE | INFUSION PUMPS | INFUSION PUMPS, GENERAL PURPOSE | Active | MSH | MSH | MSH | Central Dispatch | MSH-PC Unit | Alaris Medical Systems | 8015 - PCU | 14677755 | 2016-09-28 | 2100 | 2018-09-28
68723 | INFUSION PUMPS, GENERAL PURPOSE | INFUSION PUMPS | INFUSION PUMPS, GENERAL PURPOSE | Active | MSH | MSH | MSH | Central Dispatch | MSH-PC Unit | Alaris Medical Systems | 8015 - PCU | 14677794 | 2016-09-28 | 2100 | 2018-09-28
68724 | INFUSION PUMPS, GENERAL PURPOSE | INFUSION PUMPS | INFUSION PUMPS, GENERAL PURPOSE | Active | MSH | MSH | MSH | Central Dispatch | MSH-PC Unit | Alaris Medical Systems | 8015 - PCU | 14677768 | 2016-09-28 | 2100 | 2018-09-28
68725 | INFUSION PUMPS, GENERAL PURPOSE | INFUSION PUMPS | INFUSION PUMPS, GENERAL PURPOSE | Active | MSH | MSH | MSH | Central Dispatch | MSH-PC Unit | Alaris Medical Systems | 8015 - PCU | 14677766 | 2016-09-28 | 2100 | 2018-09-28
68726 | INFUSION PUMPS, GENERAL PURPOSE | INFUSION PUMPS | INFUSION PUMPS, GENERAL PURPOSE | Active | MSH | MSH | MSH | Central Dispatch | MSH-PC Unit | Alaris Medical Systems | 8015 - PCU | 14665851 | 2016-09-28 | 2100 | 2018-09-28
68727 | INFUSION PUMPS, GENERAL PURPOSE | INFUSION PUMPS | INFUSION PUMPS, GENERAL PURPOSE | Active | MSH | MSH | MSH | Central Dispatch | MSH-PC Unit | Alaris Medical Systems | 8015 - PCU | 14664785 | 2016-09-28 | 2100 | 2018-09-28
68728 | INFUSION PUMPS, GENERAL PURPOSE | INFUSION PUMPS | INFUSION PUMPS, GENERAL PURPOSE | Active | MSH | MSH | MSH | Central Dispatch | MSH-PC Unit | Alaris Medical Systems | 8015 - PCU | 14677910 | 2016-09-28 | 2100 | 2018-09-28
68729 | INFUSION PUMPS, GENERAL PURPOSE | INFUSION PUMPS | INFUSION PUMPS, GENERAL PURPOSE | Active | MSH | MSH | MSH | Central Dispatch | MSH-PC Unit | Alaris Medical Systems | 8015 - PCU | 14678027 | 2016-09-28 | 2100 | 2018-09-28
68730 | INFUSION PUMPS, GENERAL PURPOSE | INFUSION PUMPS | INFUSION PUMPS, GENERAL PURPOSE | Active | MSH | MSH | MSH | Central Dispatch | MSH-PC Unit | Alaris Medical Systems | 8015 - PCU | 14677928 | 2016-09-28 | 2100 | 2018-09-28
68731 | INFUSION PUMPS, GENERAL PURPOSE | INFUSION PUMPS | INFUSION PUMPS, GENERAL PURPOSE | Active | MSH | MSH | MSH | Central Dispatch | MSH-PC Unit | Alaris Medical Systems | 8015 - PCU | 14678052 | 2016-09-28 | 2100 | 2018-09-28
68732 | INFUSION PUMPS, GENERAL PURPOSE | INFUSION PUMPS | INFUSION PUMPS, GENERAL PURPOSE | Active | MSH | MSH | MSH | Central Dispatch | MSH-PC Unit | Alaris Medical Systems | 8015 - PCU | 14665917 | 2016-09-28 | 2100 | 2018-09-28
68733 | INFUSION PUMPS, GENERAL PURPOSE | INFUSION PUMPS | INFUSION PUMPS, GENERAL PURPOSE | Active | MSH | MSH | MSH | Central Dispatch | MSH-PC Unit | Alaris Medical Systems | 8015 - PCU | 14649073 | 2016-09-28 | 2100 | 2018-09-28
68734 | INFUSION PUMPS, GENERAL PURPOSE | INFUSION PUMPS | INFUSION PUMPS, GENERAL PURPOSE | Active | MSH | MSH | MSH | Central Dispatch | MSH-PC Unit | Alaris Medical Systems | 8015 - PCU | 14665999 | 2016-09-28 | 2100 | 2018-09-28
68735 | INFUSION PUMPS, GENERAL PURPOSE | INFUSION PUMPS | INFUSION PUMPS, GENERAL PURPOSE | Active | MSH | MSH | MSH | Central Dispatch | MSH-PC Unit | Alaris Medical Systems | 8015 - PCU | 14666271 | 2016-09-28 | 2100 | 2018-09-28
68736 | INFUSION PUMPS, GENERAL PURPOSE | INFUSION PUMPS | INFUSION PUMPS, GENERAL PURPOSE | Active | MSH | MSH | MSH | Central Dispatch | MSH-PC Unit | Alaris Medical Systems | 8015 - PCU | 14666294 | 2016-09-28 | 2100 | 2018-09-28
68737 | INFUSION PUMPS, GENERAL PURPOSE | INFUSION PUMPS | INFUSION PUMPS, GENERAL PURPOSE | Active | MSH | MSH | MSH | Central Dispatch | MSH-PC Unit | Alaris Medical Systems | 8015 - PCU | 14678205 | 2016-09-28 | 2100 | 2018-09-28
68738 | INFUSION PUMPS, GENERAL PURPOSE | INFUSION PUMPS | INFUSION PUMPS, GENERAL PURPOSE | Active | MSH | MSH | MSH | Central Dispatch | MSH-PC Unit | Alaris Medical Systems | 8015 - PCU | 14678015 | 2016-09-28 | 2100 | 2018-09-28
68739 | INFUSION PUMPS, GENERAL PURPOSE | INFUSION PUMPS | INFUSION PUMPS, GENERAL PURPOSE | Active | MSH | MSH | MSH | Central Dispatch | MSH-PC Unit | Alaris Medical Systems | 8015 - PCU | 14678248 | 2016-09-28 | 2100 | 2018-09-28
68740 | INFUSION PUMPS, GENERAL PURPOSE | INFUSION PUMPS | INFUSION PUMPS, GENERAL PURPOSE | Active | MSH | MSH | MSH | Central Dispatch | MSH-PC Unit | Alaris Medical Systems | 8015 - PCU | 14678180 | 2016-09-28 | 2100 | 2018-09-28
68741 | INFUSION PUMPS, GENERAL PURPOSE | INFUSION PUMPS | INFUSION PUMPS, GENERAL PURPOSE | Active | MSH | MSH | MSH | Central Dispatch | MSH-PC Unit | Alaris Medical Systems | 8015 - PCU | 14678070 | 2016-09-28 | 2100 | 2018-09-28
68742 | INFUSION PUMPS, GENERAL PURPOSE | INFUSION PUMPS | INFUSION PUMPS, GENERAL PURPOSE | Active | MSH | MSH | MSH | Central Dispatch | MSH-PC Unit | Alaris Medical Systems | 8015 - PCU | 14677948 | 2016-09-28 | 2100 | 2018-09-28
68743 | INFUSION PUMPS, GENERAL PURPOSE | INFUSION PUMPS | INFUSION PUMPS, GENERAL PURPOSE | Active | MSH | MSH | MSH | Central Dispatch | MSH-PC Unit | Alaris Medical Systems | 8015 - PCU | 14678178 | 2016-09-28 | 2100 | 2018-09-28
68744 | INFUSION PUMPS, GENERAL PURPOSE | INFUSION PUMPS | INFUSION PUMPS, GENERAL PURPOSE | Active | MSH | MSH | MSH | Central Dispatch | MSH-PC Unit | Alaris Medical Systems | 8015 - PCU | 14666584 | 2016-09-28 | 2100 | 2018-09-28
68745 | INFUSION PUMPS, GENERAL PURPOSE | INFUSION PUMPS | INFUSION PUMPS, GENERAL PURPOSE | Active | MSH | MSH | MSH | Central Dispatch | MSH-PC Unit | Alaris Medical Systems | 8015 - PCU | 14678028 | 2016-09-28 | 2100 | 2018-09-28
68746 | INFUSION PUMPS, GENERAL PURPOSE | INFUSION PUMPS | INFUSION PUMPS, GENERAL PURPOSE | Active | MSH | MSH | MSH | Central Dispatch | MSH-PC Unit | Alaris Medical Systems | 8015 - PCU | 14677883 | 2016-09-28 | 2100 | 2018-09-28
68747 | INFUSION PUMPS, GENERAL PURPOSE | INFUSION PUMPS | INFUSION PUMPS, GENERAL PURPOSE | Active | MSH | MSH | MSH | Central Dispatch | MSH-PC Unit | Alaris Medical Systems | 8015 - PCU | 14678077 | 2016-09-28 | 2100 | 2018-09-28
68748 | INFUSION PUMPS, GENERAL PURPOSE | INFUSION PUMPS | INFUSION PUMPS, GENERAL PURPOSE | Active | MSH | MSH | MSH | Central Dispatch | MSH-PC Unit | Alaris Medical Systems | 8015 - PCU | 14678226 | 2016-09-28 | 2100 | 2018-09-28
68749 | INFUSION PUMPS, GENERAL PURPOSE | INFUSION PUMPS | INFUSION PUMPS, GENERAL PURPOSE | Active | MSH | MSH | MSH | Central Dispatch | MSH-PC Unit | Alaris Medical Systems | 8015 - PCU | 14678129 | 2016-09-28 | 2100 | 2018-09-28
68750 | INFUSION PUMPS, GENERAL PURPOSE | INFUSION PUMPS | INFUSION PUMPS, GENERAL PURPOSE | Active | MSH | MSH | MSH | Central Dispatch | MSH-PC Unit | Alaris Medical Systems | 8015 - PCU | 14666403 | 2016-09-28 | 2100 | 2018-09-28
68751 | INFUSION PUMPS, GENERAL PURPOSE | INFUSION PUMPS | INFUSION PUMPS, GENERAL PURPOSE | Active | MSH | MSH | MSH | Central Dispatch | MSH-PC Unit | Alaris Medical Systems | 8015 - PCU | 14677993 | 2016-09-28 | 2100 | 2018-09-28
68752 | INFUSION PUMPS, GENERAL PURPOSE | INFUSION PUMPS | INFUSION PUMPS, GENERAL PURPOSE | Active | MSH | MSH | MSH | Central Dispatch | MSH-PC Unit | Alaris Medical Systems | 8015 - PCU | 14666576 | 2016-09-28 | 2100 | 2018-09-28
68753 | INFUSION PUMPS, GENERAL PURPOSE | INFUSION PUMPS | INFUSION PUMPS, GENERAL PURPOSE | Active | MSH | MSH | MSH | Central Dispatch | MSH-PC Unit | Alaris Medical Systems | 8015 - PCU | 14665961 | 2016-09-28 | 2100 | 2018-09-28
68754 | INFUSION PUMPS, GENERAL PURPOSE | INFUSION PUMPS | INFUSION PUMPS, GENERAL PURPOSE | Active | MSH | MSH | MSH | Central Dispatch | MSH-PC Unit | Alaris Medical Systems | 8015 - PCU | 14663435 | 2016-09-28 | 2100 | 2018-09-28
68755 | INFUSION PUMPS, GENERAL PURPOSE | INFUSION PUMPS | INFUSION PUMPS, GENERAL PURPOSE | Active | MSH | MSH | MSH | Central Dispatch | MSH-PC Unit | Alaris Medical Systems | 8015 - PCU | 14677907 | 2016-09-28 | 2100 | 2018-09-28
68756 | INFUSION PUMPS, GENERAL PURPOSE | INFUSION PUMPS | INFUSION PUMPS, GENERAL PURPOSE | Active | MSH | MSH | MSH | Central Dispatch | MSH-PC Unit | Alaris Medical Systems | 8015 - PCU | 14666583 | 2016-09-28 | 2100 | 2018-09-28
68757 | INFUSION PUMPS, GENERAL PURPOSE | INFUSION PUMPS | INFUSION PUMPS, GENERAL PURPOSE | Active | MSH | MSH | MSH | Central Dispatch | MSH-PC Unit | Alaris Medical Systems | 8015 - PCU | 14677920 | 2016-09-28 | 2100 | 2018-09-28
68758 | INFUSION PUMPS, GENERAL PURPOSE | INFUSION PUMPS | INFUSION PUMPS, GENERAL PURPOSE | Active | MSH | MSH | MSH | Central Dispatch | MSH-PC Unit | Alaris Medical Systems | 8015 - PCU | 14677869 | 2016-09-28 | 2100 | 2018-09-28
68759 | INFUSION PUMPS, GENERAL PURPOSE | INFUSION PUMPS | INFUSION PUMPS, GENERAL PURPOSE | Active | MSH | MSH | MSH | Central Dispatch | MSH-PC Unit | Alaris Medical Systems | 8015 - PCU | 14677800 | 2016-09-28 | 2100 | 2018-09-28
68760 | INFUSION PUMPS, GENERAL PURPOSE | INFUSION PUMPS | INFUSION PUMPS, GENERAL PURPOSE | Active | MSH | MSH | MSH | Central Dispatch | MSH-PC Unit | Alaris Medical Systems | 8015 - PCU | 14678143 | 2016-09-28 | 2100 | 2018-09-28
68761 | INFUSION PUMPS, GENERAL PURPOSE | INFUSION PUMPS | INFUSION PUMPS, GENERAL PURPOSE | Active | MSH | MSH | MSH | Central Dispatch | MSH-PC Unit | Alaris Medical Systems | 8015 - PCU | 14678162 | 2016-09-28 | 2100 | 2018-09-28
68762 | INFUSION PUMPS, GENERAL PURPOSE | INFUSION PUMPS | INFUSION PUMPS, GENERAL PURPOSE | Active | MSH | MSH | MSH | Central Dispatch | MSH-PC Unit | Alaris Medical Systems | 8015 - PCU | 14677922 | 2016-09-28 | 2100 | 2018-09-28
68763 | INFUSION PUMPS, GENERAL PURPOSE | INFUSION PUMPS | INFUSION PUMPS, GENERAL PURPOSE | Active | MSH | MSH | MSH | Central Dispatch | MSH-PC Unit | Alaris Medical Systems | 8015 - PCU | 14677787 | 2016-09-28 | 2100 | 2018-09-28
68764 | INFUSION PUMPS, GENERAL PURPOSE | INFUSION PUMPS | INFUSION PUMPS, GENERAL PURPOSE | Active | MSH | MSH | MSH | Central Dispatch | MSH-PC Unit | Alaris Medical Systems | 8015 - PCU | 14677285 | 2016-09-28 | 2100 | 2018-09-28
68765 | INFUSION PUMPS, GENERAL PURPOSE | INFUSION PUMPS | INFUSION PUMPS, GENERAL PURPOSE | Active | MSH | MSH | MSH | Central Dispatch | MSH-PC Unit | Alaris Medical Systems | 8015 - PCU | 14677705 | 2016-09-28 | 2100 | 2018-09-28
68766 | INFUSION PUMPS, GENERAL PURPOSE | INFUSION PUMPS | INFUSION PUMPS, GENERAL PURPOSE | Active | MSH | MSH | MSH | Central Dispatch | MSH-PC Unit | Alaris Medical Systems | 8015 - PCU | 14677559 | 2016-09-28 | 2100 | 2018-09-28
68767 | INFUSION PUMPS, GENERAL PURPOSE | INFUSION PUMPS | INFUSION PUMPS, GENERAL PURPOSE | Active | MSH | MSH | MSH | Central Dispatch | MSH-PC Unit | Alaris Medical Systems | 8015 - PCU | 14677671 | 2016-09-28 | 2100 | 2018-09-28 | Carefusion had asset # 60767 in their check-in sheet, but there is no such no. in our database, but we did have 68767 which is missing in their sheet- so we think it is 68767
68768 | INFUSION PUMPS, GENERAL PURPOSE | INFUSION PUMPS | INFUSION PUMPS, GENERAL PURPOSE | Active | MSH | MSH | MSH | Central Dispatch | MSH-PC Unit | Alaris Medical Systems | 8015 - PCU | 14677607 | 2016-09-28 | 2100 | 2018-09-28
68769 | INFUSION PUMPS, GENERAL PURPOSE | INFUSION PUMPS | INFUSION PUMPS, GENERAL PURPOSE | Active | MSH | MSH | MSH | Central Dispatch | MSH-PC Unit | Alaris Medical Systems | 8015 - PCU | 14677626 | 2016-09-28 | 2100 | 2018-09-28
68770 | INFUSION PUMPS, GENERAL PURPOSE | INFUSION PUMPS | INFUSION PUMPS, GENERAL PURPOSE | Active | MSH | MSH | MSH | Central Dispatch | MSH-PC Unit | Alaris Medical Systems | 8015 - PCU | 14677617 | 2016-09-28 | 2100 | 2018-09-28
68771 | INFUSION PUMPS, GENERAL PURPOSE | INFUSION PUMPS | INFUSION PUMPS, GENERAL PURPOSE | Active | MSH | MSH | MSH | Central Dispatch | MSH-PC Unit | Alaris Medical Systems | 8015 - PCU | 14677688 | 2016-09-28 | 2100 | 2018-09-28
68772 | INFUSION PUMPS, GENERAL PURPOSE | INFUSION PUMPS | INFUSION PUMPS, GENERAL PURPOSE | Active | MSH | MSH | MSH | Central Dispatch | MSH-PC Unit | Alaris Medical Systems | 8015 - PCU | 14677623 | 2016-09-28 | 2100 | 2018-09-28
68773 | INFUSION PUMPS, GENERAL PURPOSE | INFUSION PUMPS | INFUSION PUMPS, GENERAL PURPOSE | Active | MSH | MSH | MSH | Central Dispatch | MSH-PC Unit | Alaris Medical Systems | 8015 - PCU | 14677625 | 2016-09-28 | 2100 | 2018-09-28
68774 | INFUSION PUMPS, GENERAL PURPOSE | INFUSION PUMPS | INFUSION PUMPS, GENERAL PURPOSE | Active | MSH | MSH | MSH | Central Dispatch | MSH-PC Unit | Alaris Medical Systems | 8015 - PCU | 14677558 | 2016-09-28 | 2100 | 2018-09-28
68775 | INFUSION PUMPS, GENERAL PURPOSE | INFUSION PUMPS | INFUSION PUMPS, GENERAL PURPOSE | Active | MSH | MSH | MSH | Central Dispatch | MSH-PC Unit | Alaris Medical Systems | 8015 - PCU | 14666263 | 2016-09-28 | 2100 | 2018-09-28
68776 | INFUSION PUMPS, GENERAL PURPOSE | INFUSION PUMPS | INFUSION PUMPS, GENERAL PURPOSE | Active | MSH | MSH | MSH | Central Dispatch | MSH-PC Unit | Alaris Medical Systems | 8015 - PCU | 14666391 | 2016-09-28 | 2100 | 2018-09-28
68777 | INFUSION PUMPS, GENERAL PURPOSE | INFUSION PUMPS | INFUSION PUMPS, GENERAL PURPOSE | Active | MSH | MSH | MSH | Central Dispatch | MSH-PC Unit | Alaris Medical Systems | 8015 - PCU | 14666496 | 2016-09-28 | 2100 | 2018-09-28
68778 | INFUSION PUMPS, GENERAL PURPOSE | INFUSION PUMPS | INFUSION PUMPS, GENERAL PURPOSE | Active | MSH | MSH | MSH | Central Dispatch | MSH-PC Unit | Alaris Medical Systems | 8015 - PCU | 14666579 | 2016-09-28 | 2100 | 2018-09-28
68779 | INFUSION PUMPS, GENERAL PURPOSE | INFUSION PUMPS | INFUSION PUMPS, GENERAL PURPOSE | Active | MSH | MSH | MSH | Central Dispatch | MSH-PC Unit | Alaris Medical Systems | 8015 - PCU | 14677760 | 2016-09-28 | 2100 | 2018-09-28
68780 | INFUSION PUMPS, GENERAL PURPOSE | INFUSION PUMPS | INFUSION PUMPS, GENERAL PURPOSE | Active | MSH | MSH | MSH | Central Dispatch | MSH-PC Unit | Alaris Medical Systems | 8015 - PCU | 14677818 | 2016-09-28 | 2100 | 2018-09-28
68781 | INFUSION PUMPS, GENERAL PURPOSE | INFUSION PUMPS | INFUSION PUMPS, GENERAL PURPOSE | Active | MSH | MSH | MSH | Central Dispatch | MSH-PC Unit | Alaris Medical Systems | 8015 - PCU | 14677134 | 2016-09-28 | 2100 | 2018-09-28
68782 | INFUSION PUMPS, GENERAL PURPOSE | INFUSION PUMPS | INFUSION PUMPS, GENERAL PURPOSE | Active | MSH | MSH | MSH | Central Dispatch | MSH-PC Unit | Alaris Medical Systems | 8015 - PCU | 14666581 | 2016-09-28 | 2100 | 2018-09-28
68783 | INFUSION PUMPS, GENERAL PURPOSE | INFUSION PUMPS | INFUSION PUMPS, GENERAL PURPOSE | Active | MSH | MSH | MSH | Central Dispatch | MSH-PC Unit | Alaris Medical Systems | 8015 - PCU | 14677824 | 2016-09-28 | 2100 | 2018-09-28
68784 | INFUSION PUMPS, GENERAL PURPOSE | INFUSION PUMPS | INFUSION PUMPS, GENERAL PURPOSE | Active | MSH | MSH | MSH | Central Dispatch | MSH-PC Unit | Alaris Medical Systems | 8015 - PCU | 14666409 | 2016-09-28 | 2100 | 2018-09-28
68785 | INFUSION PUMPS, GENERAL PURPOSE | INFUSION PUMPS | INFUSION PUMPS, GENERAL PURPOSE | Active | MSH | MSH | MSH | Central Dispatch | MSH-PC Unit | Alaris Medical Systems | 8015 - PCU | 14677756 | 2016-09-28 | 2100 | 2018-09-28
68786 | INFUSION PUMPS, GENERAL PURPOSE | INFUSION PUMPS | INFUSION PUMPS, GENERAL PURPOSE | Active | MSH | MSH | MSH | Central Dispatch | MSH-PC Unit | Alaris Medical Systems | 8015 - PCU | 14666494 | 2016-09-28 | 2100 | 2018-09-28
68787 | INFUSION PUMPS, GENERAL PURPOSE | INFUSION PUMPS | INFUSION PUMPS, GENERAL PURPOSE | Active | MSH | MSH | MSH | Central Dispatch | MSH-PC Unit | Alaris Medical Systems | 8015 - PCU | 14666396 | 2016-09-28 | 2100 | 2018-09-28
68788 | INFUSION PUMPS, GENERAL PURPOSE | INFUSION PUMPS | INFUSION PUMPS, GENERAL PURPOSE | Active | MSH | MSH | MSH | Central Dispatch | MSH-PC Unit | Alaris Medical Systems | 8015 - PCU | 14666435 | 2016-09-28 | 2100 | 2018-09-28
68789 | INFUSION PUMPS, GENERAL PURPOSE | INFUSION PUMPS | INFUSION PUMPS, GENERAL PURPOSE | Active | MSH | MSH | MSH | Central Dispatch | MSH-PC Unit | Alaris Medical Systems | 8015 - PCU | 14666304 | 2016-09-28 | 2100 | 2018-09-28
68790 | INFUSION PUMPS, GENERAL PURPOSE | INFUSION PUMPS | INFUSION PUMPS, GENERAL PURPOSE | Active | MSH | MSH | MSH | Central Dispatch | MSH-PC Unit | Alaris Medical Systems | 8015 - PCU | 14666276 | 2016-09-28 | 2100 | 2018-09-28
68791 | INFUSION PUMPS, GENERAL PURPOSE | INFUSION PUMPS | INFUSION PUMPS, GENERAL PURPOSE | Active | MSH | MSH | MSH | Central Dispatch | MSH-PC Unit | Alaris Medical Systems | 8015 - PCU | 14666582 | 2016-09-28 | 2100 | 2018-09-28
68792 | INFUSION PUMPS, GENERAL PURPOSE | INFUSION PUMPS | INFUSION PUMPS, GENERAL PURPOSE | Active | MSH | MSH | MSH | Central Dispatch | MSH-PC Unit | Alaris Medical Systems | 8015 - PCU | 14677730 | 2016-09-28 | 2100 | 2018-09-28
68793 | INFUSION PUMPS, GENERAL PURPOSE | INFUSION PUMPS | INFUSION PUMPS, GENERAL PURPOSE | Active | MSH | MSH | MSH | Central Dispatch | MSH-PC Unit | Alaris Medical Systems | 8015 - PCU | 14677274 | 2016-09-28 | 2100 | 2018-09-28
68794 | INFUSION PUMPS, GENERAL PURPOSE | INFUSION PUMPS | INFUSION PUMPS, GENERAL PURPOSE | Active | MSH | MSH | MSH | Central Dispatch | MSH-PC Unit | Alaris Medical Systems | 8015 - PCU | 14677631 | 2016-09-28 | 2100 | 2018-09-28
68795 | INFUSION PUMPS, GENERAL PURPOSE | INFUSION PUMPS | INFUSION PUMPS, GENERAL PURPOSE | Active | MSH | MSH | MSH | Central Dispatch | MSH-PC Unit | Alaris Medical Systems | 8015 - PCU | 14677415 | 2016-09-28 | 2100 | 2018-09-28
68796 | INFUSION PUMPS, GENERAL PURPOSE | INFUSION PUMPS | INFUSION PUMPS, GENERAL PURPOSE | Active | MSH | MSH | MSH | Central Dispatch | MSH-PC Unit | Alaris Medical Systems | 8015 - PCU | 14677431 | 2016-09-28 | 2100 | 2018-09-28
68797 | INFUSION PUMPS, GENERAL PURPOSE | INFUSION PUMPS | INFUSION PUMPS, GENERAL PURPOSE | Active | MSH | MSH | MSH | Central Dispatch | MSH-PC Unit | Alaris Medical Systems | 8015 - PCU | 14677041 | 2016-09-28 | 2100 | 2018-09-28
68798 | INFUSION PUMPS, GENERAL PURPOSE | INFUSION PUMPS | INFUSION PUMPS, GENERAL PURPOSE | Active | MSH | MSH | MSH | Central Dispatch | MSH-PC Unit | Alaris Medical Systems | 8015 - PCU | 14677387 | 2016-09-28 | 2100 | 2018-09-28
68799 | INFUSION PUMPS, GENERAL PURPOSE | INFUSION PUMPS | INFUSION PUMPS, GENERAL PURPOSE | Active | MSH | MSH | MSH | Central Dispatch | MSH-PC Unit | Alaris Medical Systems | 8015 - PCU | 14677043 | 2016-09-28 | 2100 | 2018-09-28
68800 | INFUSION PUMPS, GENERAL PURPOSE | INFUSION PUMPS | INFUSION PUMPS, GENERAL PURPOSE | Active | MSH | MSH | MSH | Central Dispatch | MSH-PC Unit | Alaris Medical Systems | 8015 - PCU | 14676917 | 2016-09-28 | 2100 | 2018-09-28
68801 | INFUSION PUMPS, GENERAL PURPOSE | INFUSION PUMPS | INFUSION PUMPS, GENERAL PURPOSE | Active | MSH | MSH | MSH | Central Dispatch | MSH-PC Unit | Alaris Medical Systems | 8015 - PCU | 14676846 | 2016-09-28 | 2100 | 2018-09-28
68802 | INFUSION PUMPS, GENERAL PURPOSE | INFUSION PUMPS | INFUSION PUMPS, GENERAL PURPOSE | Active | MSH | MSH | MSH | Central Dispatch | MSH-PC Unit | Alaris Medical Systems | 8015 - PCU | 14676874 | 2016-09-28 | 2100 | 2018-09-28
68803 | INFUSION PUMPS, GENERAL PURPOSE | INFUSION PUMPS | INFUSION PUMPS, GENERAL PURPOSE | Active | MSH | MSH | MSH | Central Dispatch | MSH-PC Unit | Alaris Medical Systems | 8015 - PCU | 14676929 | 2016-09-28 | 2100 | 2018-09-28
68804 | INFUSION PUMPS, GENERAL PURPOSE | INFUSION PUMPS | INFUSION PUMPS, GENERAL PURPOSE | Active | MSH | MSH | MSH | Central Dispatch | MSH-PC Unit | Alaris Medical Systems | 8015 - PCU | 14677292 | 2016-09-28 | 2100 | 2018-09-28
68805 | INFUSION PUMPS, GENERAL PURPOSE | INFUSION PUMPS | INFUSION PUMPS, GENERAL PURPOSE | Active | MSH | MSH | MSH | Central Dispatch | MSH-PC Unit | Alaris Medical Systems | 8015 - PCU | 14677433 | 2016-09-28 | 2100 | 2018-09-28
68806 | INFUSION PUMPS, GENERAL PURPOSE | INFUSION PUMPS | INFUSION PUMPS, GENERAL PURPOSE | Active | MSH | MSH | MSH | Central Dispatch | MSH-PC Unit | Alaris Medical Systems | 8015 - PCU | 14677430 | 2016-09-28 | 2100 | 2018-09-28
68807 | INFUSION PUMPS, GENERAL PURPOSE | INFUSION PUMPS | INFUSION PUMPS, GENERAL PURPOSE | Active | MSH | MSH | MSH | Central Dispatch | MSH-PC Unit | Alaris Medical Systems | 8015 - PCU | 14677402 | 2016-09-28 | 2100 | 2018-09-28
68808 | INFUSION PUMPS, GENERAL PURPOSE | INFUSION PUMPS | INFUSION PUMPS, GENERAL PURPOSE | Active | MSH | MSH | MSH | Central Dispatch | MSH-PC Unit | Alaris Medical Systems | 8015 - PCU | 14677215 | 2016-09-28 | 2100 | 2018-09-28
68809 | INFUSION PUMPS, GENERAL PURPOSE | INFUSION PUMPS | INFUSION PUMPS, GENERAL PURPOSE | Active | MSH | MSH | MSH | Central Dispatch | MSH-PC Unit | Alaris Medical Systems | 8015 - PCU | 14676971 | 2016-09-28 | 2100 | 2018-09-28
68810 | INFUSION PUMPS, GENERAL PURPOSE | INFUSION PUMPS | INFUSION PUMPS, GENERAL PURPOSE | Active | MSH | MSH | MSH | Central Dispatch | MSH-PC Unit | Alaris Medical Systems | 8015 - PCU | 14677296 | 2016-09-28 | 2100 | 2018-09-28
68811 | INFUSION PUMPS, GENERAL PURPOSE | INFUSION PUMPS | INFUSION PUMPS, GENERAL PURPOSE | Active | MSH | MSH | MSH | Central Dispatch | MSH-PC Unit | Alaris Medical Systems | 8015 - PCU | 14677555 | 2016-09-28 | 2100 | 2018-09-28
68812 | INFUSION PUMPS, GENERAL PURPOSE | INFUSION PUMPS | INFUSION PUMPS, GENERAL PURPOSE | Active | MSH | MSH | MSH | Central Dispatch | MSH-PC Unit | Alaris Medical Systems | 8015 - PCU | 14676844 | 2016-09-28 | 2100 | 2018-09-28
68813 | INFUSION PUMPS, GENERAL PURPOSE | INFUSION PUMPS | INFUSION PUMPS, GENERAL PURPOSE | Active | MSH | MSH | MSH | Central Dispatch | MSH-PC Unit | Alaris Medical Systems | 8015 - PCU | 14676938 | 2016-09-28 | 2100 | 2018-09-28
68814 | INFUSION PUMPS, GENERAL PURPOSE | INFUSION PUMPS | INFUSION PUMPS, GENERAL PURPOSE | Active | MSH | MSH | MSH | Central Dispatch | MSH-PC Unit | Alaris Medical Systems | 8015 - PCU | 14676858 | 2016-09-28 | 2100 | 2018-09-28
68815 | INFUSION PUMPS, GENERAL PURPOSE | INFUSION PUMPS | INFUSION PUMPS, GENERAL PURPOSE | Active | MSH | MSH | MSH | Central Dispatch | MSH-PC Unit | Alaris Medical Systems | 8015 - PCU | 14677726 | 2016-09-28 | 2100 | 2018-09-28
68816 | INFUSION PUMPS, GENERAL PURPOSE | INFUSION PUMPS | INFUSION PUMPS, GENERAL PURPOSE | Active | MSH | MSH | MSH | Central Dispatch | MSH-PC Unit | Alaris Medical Systems | 8015 - PCU | 14677704 | 2016-09-28 | 2100 | 2018-09-28
68817 | INFUSION PUMPS, GENERAL PURPOSE | INFUSION PUMPS | INFUSION PUMPS, GENERAL PURPOSE | Active | MSH | MSH | MSH | Central Dispatch | MSH-PC Unit | Alaris Medical Systems | 8015 - PCU | 14677046 | 2016-09-28 | 2100 | 2018-09-28
68818 | INFUSION PUMPS, GENERAL PURPOSE | INFUSION PUMPS | INFUSION PUMPS, GENERAL PURPOSE | Active | MSH | MSH | MSH | Central Dispatch | MSH-PC Unit | Alaris Medical Systems | 8015 - PCU | 14677429 | 2016-09-28 | 2100 | 2018-09-28
68819 | INFUSION PUMPS, GENERAL PURPOSE | INFUSION PUMPS | INFUSION PUMPS, GENERAL PURPOSE | Active | MSH | MSH | MSH | Central Dispatch | MSH-PC Unit | Alaris Medical Systems | 8015 - PCU | 14677297 | 2016-09-28 | 2100 | 2018-09-28
68820 | INFUSION PUMPS, GENERAL PURPOSE | INFUSION PUMPS | INFUSION PUMPS, GENERAL PURPOSE | Active | MSH | MSH | MSH | Central Dispatch | MSH-PC Unit | Alaris Medical Systems | 8015 - PCU | 14677394 | 2016-09-28 | 2100 | 2018-09-28
68821 | INFUSION PUMPS, GENERAL PURPOSE | INFUSION PUMPS | INFUSION PUMPS, GENERAL PURPOSE | Active | MSH | MSH | MSH | Central Dispatch | MSH-PC Unit | Alaris Medical Systems | 8015 - PCU | 14677549 | 2016-09-28 | 2100 | 2018-09-28
68822 | INFUSION PUMPS, GENERAL PURPOSE | INFUSION PUMPS | INFUSION PUMPS, GENERAL PURPOSE | Active | MSH | MSH | MSH | Central Dispatch | MSH-PC Unit | Alaris Medical Systems | 8015 - PCU | 14677009 | 2016-09-28 | 2100 | 2018-09-28
68823 | INFUSION PUMPS, GENERAL PURPOSE | INFUSION PUMPS | INFUSION PUMPS, GENERAL PURPOSE | Active | MSH | MSH | MSH | Central Dispatch | MSH-PC Unit | Alaris Medical Systems | 8015 - PCU | 14676982 | 2016-09-28 | 2100 | 2018-09-28
68824 | INFUSION PUMPS, GENERAL PURPOSE | INFUSION PUMPS | INFUSION PUMPS, GENERAL PURPOSE | Active | MSH | MSH | MSH | Central Dispatch | MSH-PC Unit | Alaris Medical Systems | 8015 - PCU | 14677661 | 2016-09-28 | 2100 | 2018-09-28
68825 | INFUSION PUMPS, GENERAL PURPOSE | INFUSION PUMPS | INFUSION PUMPS, GENERAL PURPOSE | Active | MSH | MSH | MSH | Central Dispatch | MSH-PC Unit | Alaris Medical Systems | 8015 - PCU | 14677749 | 2016-09-28 | 2100 | 2018-09-28
68826 | INFUSION PUMPS, GENERAL PURPOSE | INFUSION PUMPS | INFUSION PUMPS, GENERAL PURPOSE | Active | MSH | MSH | MSH | Central Dispatch | MSH-PC Unit | Alaris Medical Systems | 8015 - PCU | 14677664 | 2016-09-28 | 2100 | 2018-09-28
68827 | INFUSION PUMPS, GENERAL PURPOSE | INFUSION PUMPS | INFUSION PUMPS, GENERAL PURPOSE | Active | MSH | MSH | MSH | Central Dispatch | MSH-PC Unit | Alaris Medical Systems | 8015 - PCU | 14677271 | 2016-09-28 | 2100 | 2018-09-28
68828 | INFUSION PUMPS, GENERAL PURPOSE | INFUSION PUMPS | INFUSION PUMPS, GENERAL PURPOSE | Active | MSH | MSH | MSH | Central Dispatch | MSH-PC Unit | Alaris Medical Systems | 8015 - PCU | 14677647 | 2016-09-28 | 2100 | 2018-09-28
68829 | INFUSION PUMPS, GENERAL PURPOSE | INFUSION PUMPS | INFUSION PUMPS, GENERAL PURPOSE | Active | MSH | MSH | MSH | Central Dispatch | MSH-PC Unit | Alaris Medical Systems | 8015 - PCU | 14677454 | 2016-09-28 | 2100 | 2018-09-28
68830 | INFUSION PUMPS, GENERAL PURPOSE | INFUSION PUMPS | INFUSION PUMPS, GENERAL PURPOSE | Active | MSH | MSH | MSH | Central Dispatch | MSH-PC Unit | Alaris Medical Systems | 8015 - PCU | 14677038 | 2016-09-28 | 2100 | 2018-09-28
68831 | INFUSION PUMPS, GENERAL PURPOSE | INFUSION PUMPS | INFUSION PUMPS, GENERAL PURPOSE | Active | MSH | MSH | MSH | Central Dispatch | MSH-PC Unit | Alaris Medical Systems | 8015 - PCU | 14676932 | 2016-09-28 | 2100 | 2018-09-28
68832 | INFUSION PUMPS, GENERAL PURPOSE | INFUSION PUMPS | INFUSION PUMPS, GENERAL PURPOSE | Active | MSH | MSH | MSH | Central Dispatch | MSH-PC Unit | Alaris Medical Systems | 8015 - PCU | 14677747 | 2016-09-28 | 2100 | 2018-09-28
68833 | INFUSION PUMPS, GENERAL PURPOSE | INFUSION PUMPS | INFUSION PUMPS, GENERAL PURPOSE | Active | MSH | MSH | MSH | Central Dispatch | MSH-PC Unit | Alaris Medical Systems | 8015 - PCU | 14677554 | 2016-09-28 | 2100 | 2018-09-28
68834 | INFUSION PUMPS, GENERAL PURPOSE | INFUSION PUMPS | INFUSION PUMPS, GENERAL PURPOSE | Active | MSH | MSH | MSH | Central Dispatch | MSH-PC Unit | Alaris Medical Systems | 8015 - PCU | 14677775 | 2016-09-28 | 2100 | 2018-09-28
68835 | INFUSION PUMPS, GENERAL PURPOSE | INFUSION PUMPS | INFUSION PUMPS, GENERAL PURPOSE | Active | MSH | MSH | MSH | Central Dispatch | MSH-PC Unit | Alaris Medical Systems | 8015 - PCU | 14677776 | 2016-09-28 | 2100 | 2018-09-28
68836 | INFUSION PUMPS, GENERAL PURPOSE | INFUSION PUMPS | INFUSION PUMPS, GENERAL PURPOSE | Active | MSH | MSH | MSH | Central Dispatch | MSH-PC Unit | Alaris Medical Systems | 8015 - PCU | 14677792 | 2016-09-28 | 2100 | 2018-09-28
68837 | INFUSION PUMPS, GENERAL PURPOSE | INFUSION PUMPS | INFUSION PUMPS, GENERAL PURPOSE | Active | MSH | MSH | MSH | Central Dispatch | MSH-PC Unit | Alaris Medical Systems | 8015 - PCU | 14677723 | 2016-09-28 | 2100 | 2018-09-28
68838 | INFUSION PUMPS, GENERAL PURPOSE | INFUSION PUMPS | INFUSION PUMPS, GENERAL PURPOSE | Active | MSH | MSH | MSH | Central Dispatch | MSH-PC Unit | Alaris Medical Systems | 8015 - PCU | 14677739 | 2016-09-28 | 2100 | 2018-09-28
68839 | INFUSION PUMPS, GENERAL PURPOSE | INFUSION PUMPS | INFUSION PUMPS, GENERAL PURPOSE | Active | MSH | MSH | MSH | Central Dispatch | MSH-PC Unit | Alaris Medical Systems | 8015 - PCU | 14677665 | 2016-09-28 | 2100 | 2018-09-28
68840 | INFUSION PUMPS, GENERAL PURPOSE | INFUSION PUMPS | INFUSION PUMPS, GENERAL PURPOSE | Active | MSH | MSH | MSH | Central Dispatch | MSH-PC Unit | Alaris Medical Systems | 8015 - PCU | 14677701 | 2016-09-28 | 2100 | 2018-09-28
68841 | INFUSION PUMPS, GENERAL PURPOSE | INFUSION PUMPS | INFUSION PUMPS, GENERAL PURPOSE | Active | MSH | MSH | MSH | Central Dispatch | MSH-PC Unit | Alaris Medical Systems | 8015 - PCU | 14677706 | 2016-09-28 | 2100 | 2018-09-28
68842 | INFUSION PUMPS, GENERAL PURPOSE | INFUSION PUMPS | INFUSION PUMPS, GENERAL PURPOSE | Active | MSH | MSH | MSH | Central Dispatch | MSH-PC Unit | Alaris Medical Systems | 8015 - PCU | 14677566 | 2016-09-28 | 2100 | 2018-09-28
68843 | INFUSION PUMPS, GENERAL PURPOSE | INFUSION PUMPS | INFUSION PUMPS, GENERAL PURPOSE | Active | MSH | MSH | MSH | Central Dispatch | MSH-PC Unit | Alaris Medical Systems | 8015 - PCU | 14677610 | 2016-09-28 | 2100 | 2018-09-28
68844 | INFUSION PUMPS, GENERAL PURPOSE | INFUSION PUMPS | INFUSION PUMPS, GENERAL PURPOSE | Active | MSH | MSH | MSH | Central Dispatch | MSH-PC Unit | Alaris Medical Systems | 8015 - PCU | 14677581 | 2016-09-28 | 2100 | 2018-09-28
68845 | INFUSION PUMPS, GENERAL PURPOSE | INFUSION PUMPS | INFUSION PUMPS, GENERAL PURPOSE | Active | MSH | MSH | MSH | Central Dispatch | MSH-PC Unit | Alaris Medical Systems | 8015 - PCU | 14677684 | 2016-09-28 | 2100 | 2018-09-28
68846 | INFUSION PUMPS, GENERAL PURPOSE | INFUSION PUMPS | INFUSION PUMPS, GENERAL PURPOSE | Active | MSH | MSH | MSH | Central Dispatch | MSH-PC Unit | Alaris Medical Systems | 8015 - PCU | 14677659 | 2016-09-28 | 2100 | 2018-09-28
68847 | INFUSION PUMPS, GENERAL PURPOSE | INFUSION PUMPS | INFUSION PUMPS, GENERAL PURPOSE | Active | MSH | MSH | MSH | Central Dispatch | MSH-PC Unit | Alaris Medical Systems | 8015 - PCU | 14677734 | 2016-09-28 | 2100 | 2018-09-28
68848 | INFUSION PUMPS, GENERAL PURPOSE | INFUSION PUMPS | INFUSION PUMPS, GENERAL PURPOSE | Active | MSH | MSH | MSH | Central Dispatch | MSH-PC Unit | Alaris Medical Systems | 8015 - PCU | 14677732 | 2016-09-28 | 2100 | 2018-09-28
68849 | INFUSION PUMPS, GENERAL PURPOSE | INFUSION PUMPS | INFUSION PUMPS, GENERAL PURPOSE | Active | MSH | MSH | MSH | Central Dispatch | MSH-PC Unit | Alaris Medical Systems | 8015 - PCU | 14677657 | 2016-09-28 | 2100 | 2018-09-28
68850 | INFUSION PUMPS, GENERAL PURPOSE | INFUSION PUMPS | INFUSION PUMPS, GENERAL PURPOSE | Active | MSH | MSH | MSH | Central Dispatch | MSH-PC Unit | Alaris Medical Systems | 8015 - PCU | 14677735 | 2016-09-28 | 2100 | 2018-09-28
68851 | INFUSION PUMPS, GENERAL PURPOSE | INFUSION PUMPS | INFUSION PUMPS, GENERAL PURPOSE | Active | MSH | MSH | MSH | Central Dispatch | MSH-PC Unit | Alaris Medical Systems | 8015 - PCU | 14677736 | 2016-09-28 | 2100 | 2018-09-28
68852 | INFUSION PUMPS, GENERAL PURPOSE | INFUSION PUMPS | INFUSION PUMPS, GENERAL PURPOSE | Active | MSH | MSH | MSH | Central Dispatch | MSH-PC Unit | Alaris Medical Systems | 8015 - PCU | 14677737 | 2016-09-28 | 2100 | 2018-09-28
68853 | INFUSION PUMPS, GENERAL PURPOSE | INFUSION PUMPS | INFUSION PUMPS, GENERAL PURPOSE | Active | MSH | MSH | MSH | Central Dispatch | MSH-PC Unit | Alaris Medical Systems | 8015 - PCU | 14677600 | 2016-09-28 | 2100 | 2018-09-28
68854 | INFUSION PUMPS, GENERAL PURPOSE | INFUSION PUMPS | INFUSION PUMPS, GENERAL PURPOSE | Active | MSH | MSH | MSH | Central Dispatch | MSH-PC Unit | Alaris Medical Systems | 8015 - PCU | 14676856 | 2016-09-28 | 2100 | 2018-09-28
68855 | INFUSION PUMPS, GENERAL PURPOSE | INFUSION PUMPS | INFUSION PUMPS, GENERAL PURPOSE | Active | MSH | MSH | MSH | Central Dispatch | MSH-PC Unit | Alaris Medical Systems | 8015 - PCU | 14676907 | 2016-09-28 | 2100 | 2018-09-28
68856 | INFUSION PUMPS, GENERAL PURPOSE | INFUSION PUMPS | INFUSION PUMPS, GENERAL PURPOSE | Active | MSH | MSH | MSH | Central Dispatch | MSH-PC Unit | Alaris Medical Systems | 8015 - PCU | 14676988 | 2016-09-28 | 2100 | 2018-09-28
68857 | INFUSION PUMPS, GENERAL PURPOSE | INFUSION PUMPS | INFUSION PUMPS, GENERAL PURPOSE | Active | MSH | MSH | MSH | Central Dispatch | MSH-PC Unit | Alaris Medical Systems | 8015 - PCU | 14676862 | 2016-09-28 | 2100 | 2018-09-28
68858 | INFUSION PUMPS, GENERAL PURPOSE | INFUSION PUMPS | INFUSION PUMPS, GENERAL PURPOSE | Active | MSH | MSH | MSH | Central Dispatch | MSH-PC Unit | Alaris Medical Systems | 8015 - PCU | 14676975 | 2016-09-28 | 2100 | 2018-09-28
68859 | INFUSION PUMPS, GENERAL PURPOSE | INFUSION PUMPS | INFUSION PUMPS, GENERAL PURPOSE | Active | MSH | MSH | MSH | Central Dispatch | MSH-PC Unit | Alaris Medical Systems | 8015 - PCU | 14677000 | 2016-09-28 | 2100 | 2018-09-28
68860 | INFUSION PUMPS, GENERAL PURPOSE | INFUSION PUMPS | INFUSION PUMPS, GENERAL PURPOSE | Active | MSH | MSH | MSH | Central Dispatch | MSH-PC Unit | Alaris Medical Systems | 8015 - PCU | 14677444 | 2016-09-28 | 2100 | 2018-09-28
68861 | INFUSION PUMPS, GENERAL PURPOSE | INFUSION PUMPS | INFUSION PUMPS, GENERAL PURPOSE | Active | MSH | MSH | MSH | Central Dispatch | MSH-PC Unit | Alaris Medical Systems | 8015 - PCU | 14676980 | 2016-09-28 | 2100 | 2018-09-28
68862 | INFUSION PUMPS, GENERAL PURPOSE | INFUSION PUMPS | INFUSION PUMPS, GENERAL PURPOSE | Active | MSH | MSH | MSH | Central Dispatch | MSH-PC Unit | Alaris Medical Systems | 8015 - PCU | 14677440 | 2016-09-28 | 2100 | 2018-09-28
68863 | INFUSION PUMPS, GENERAL PURPOSE | INFUSION PUMPS | INFUSION PUMPS, GENERAL PURPOSE | Active | MSH | MSH | MSH | Central Dispatch | MSH-PC Unit | Alaris Medical Systems | 8015 - PCU | 14677679 | 2016-09-28 | 2100 | 2018-09-28
68864 | INFUSION PUMPS, GENERAL PURPOSE | INFUSION PUMPS | INFUSION PUMPS, GENERAL PURPOSE | Active | MSH | MSH | MSH | Central Dispatch | MSH-PC Unit | Alaris Medical Systems | 8015 - PCU | 14677568 | 2016-09-28 | 2100 | 2018-09-28
68865 | INFUSION PUMPS, GENERAL PURPOSE | INFUSION PUMPS | INFUSION PUMPS, GENERAL PURPOSE | Active | MSH | MSH | MSH | Central Dispatch | MSH-PC Unit | Alaris Medical Systems | 8015 - PCU | 14677456 | 2016-08-05 | 2100 | 2017-08-05
68866 | INFUSION PUMPS, GENERAL PURPOSE | INFUSION PUMPS | INFUSION PUMPS, GENERAL PURPOSE | Active | MSH | MSH | MSH | Central Dispatch | MSH-PC Unit | Alaris Medical Systems | 8015 - PCU | 14677689 | 2016-09-28 | 2100 | 2018-09-28
68867 | INFUSION PUMPS, GENERAL PURPOSE | INFUSION PUMPS | INFUSION PUMPS, GENERAL PURPOSE | Active | MSH | MSH | MSH | Central Dispatch | MSH-PC Unit | Alaris Medical Systems | 8015 - PCU | 14677743 | 2016-09-28 | 2100 | 2018-09-28
68868 | INFUSION PUMPS, GENERAL PURPOSE | INFUSION PUMPS | INFUSION PUMPS, GENERAL PURPOSE | Active | MSH | MSH | MSH | Central Dispatch | MSH-PC Unit | Alaris Medical Systems | 8015 - PCU | 14678177 | 2016-09-28 | 2100 | 2018-09-28
68869 | INFUSION PUMPS, GENERAL PURPOSE | INFUSION PUMPS | INFUSION PUMPS, GENERAL PURPOSE | Active | MSH | MSH | MSH | Central Dispatch | MSH-PC Unit | Alaris Medical Systems | 8015 - PCU | 14677838 | 2016-09-28 | 2100 | 2018-09-28
68870 | INFUSION PUMPS, GENERAL PURPOSE | INFUSION PUMPS | INFUSION PUMPS, GENERAL PURPOSE | Active | MSH | MSH | MSH | Central Dispatch | MSH-PC Unit | Alaris Medical Systems | 8015 - PCU | 14677921 | 2016-09-28 | 2100 | 2018-09-28
68871 | INFUSION PUMPS, GENERAL PURPOSE | INFUSION PUMPS | INFUSION PUMPS, GENERAL PURPOSE | Active | MSH | MSH | MSH | Central Dispatch | MSH-PC Unit | Alaris Medical Systems | 8015 - PCU | 14677943 | 2016-09-28 | 2100 | 2018-09-28
68872 | INFUSION PUMPS, GENERAL PURPOSE | INFUSION PUMPS | INFUSION PUMPS, GENERAL PURPOSE | Active | MSH | MSH | MSH | Central Dispatch | MSH-PC Unit | Alaris Medical Systems | 8015 - PCU | 14665979 | 2016-09-28 | 2100 | 2018-09-28
68873 | INFUSION PUMPS, GENERAL PURPOSE | INFUSION PUMPS | INFUSION PUMPS, GENERAL PURPOSE | Active | MSH | MSH | MSH | Central Dispatch | MSH-PC Unit | Alaris Medical Systems | 8015 - PCU | 14666012 | 2016-09-28 | 2100 | 2018-09-28
68874 | INFUSION PUMPS, GENERAL PURPOSE | INFUSION PUMPS | INFUSION PUMPS, GENERAL PURPOSE | Active | MSH | MSH | MSH | Central Dispatch | MSH-PC Unit | Alaris Medical Systems | 8015 - PCU | 14665995 | 2016-09-28 | 2100 | 2018-09-28
68875 | INFUSION PUMPS, GENERAL PURPOSE | INFUSION PUMPS | INFUSION PUMPS, GENERAL PURPOSE | Active | MSH | MSH | MSH | Central Dispatch | MSH-PC Unit | Alaris Medical Systems | 8015 - PCU | 14665987 | 2016-09-28 | 2100 | 2018-09-28
68876 | INFUSION PUMPS, GENERAL PURPOSE | INFUSION PUMPS | INFUSION PUMPS, GENERAL PURPOSE | Active | MSH | MSH | MSH | Central Dispatch | MSH-PC Unit | Alaris Medical Systems | 8015 - PCU | 14666028 | 2016-09-28 | 2100 | 2018-09-28
68877 | INFUSION PUMPS, GENERAL PURPOSE | INFUSION PUMPS | INFUSION PUMPS, GENERAL PURPOSE | Active | MSH | MSH | MSH | Central Dispatch | MSH-PC Unit | Alaris Medical Systems | 8015 - PCU | 14665973 | 2016-09-28 | 2100 | 2018-09-28
68878 | INFUSION PUMPS, GENERAL PURPOSE | INFUSION PUMPS | INFUSION PUMPS, GENERAL PURPOSE | Active | MSH | MSH | MSH | Central Dispatch | MSH-PC Unit | Alaris Medical Systems | 8015 - PCU | 14666577 | 2016-09-28 | 2100 | 2018-09-28
68879 | INFUSION PUMPS, GENERAL PURPOSE | INFUSION PUMPS | INFUSION PUMPS, GENERAL PURPOSE | Active | MSH | MSH | MSH | Central Dispatch | MSH-PC Unit | Alaris Medical Systems | 8015 - PCU | 14661658 | 2016-09-28 | 2100 | 2018-09-28
68880 | INFUSION PUMPS, GENERAL PURPOSE | INFUSION PUMPS | INFUSION PUMPS, GENERAL PURPOSE | Active | MSH | MSH | MSH | Central Dispatch | MSH-PC Unit | Alaris Medical Systems | 8015 - PCU | 14678145 | 2016-09-28 | 2100 | 2018-09-28
68881 | INFUSION PUMPS, GENERAL PURPOSE | INFUSION PUMPS | INFUSION PUMPS, GENERAL PURPOSE | Active | MSH | MSH | MSH | Central Dispatch | MSH-PC Unit | Alaris Medical Systems | 8015 - PCU | 14678188? | 2016-09-28 | 2100 | 2018-09-28
68882 | INFUSION PUMPS, GENERAL PURPOSE | INFUSION PUMPS | INFUSION PUMPS, GENERAL PURPOSE | Active | MSH | MSH | MSH | Central Dispatch | MSH-PC Unit | Alaris Medical Systems | 8015 - PCU | 14678009 | 2016-09-28 | 2100 | 2018-09-28
68883 | INFUSION PUMPS, GENERAL PURPOSE | INFUSION PUMPS | INFUSION PUMPS, GENERAL PURPOSE | Active | MSH | MSH | MSH | Central Dispatch | MSH-PC Unit | Alaris Medical Systems | 8015 - PCU | 14678053 | 2016-09-28 | 2100 | 2018-09-28
68884 | INFUSION PUMPS, GENERAL PURPOSE | INFUSION PUMPS | INFUSION PUMPS, GENERAL PURPOSE | Active | MSH | MSH | MSH | Central Dispatch | MSH-PC Unit | Alaris Medical Systems | 8015 - PCU | 14678188 | 2016-09-28 | 2100 | 2018-09-28
68885 | INFUSION PUMPS, GENERAL PURPOSE | INFUSION PUMPS | INFUSION PUMPS, GENERAL PURPOSE | Active | MSH | MSH | MSH | Central Dispatch | MSH-PC Unit | Alaris Medical Systems | 8015 - PCU | 14678134 | 2016-09-28 | 2100 | 2018-09-28
68886 | INFUSION PUMPS, GENERAL PURPOSE | INFUSION PUMPS | INFUSION PUMPS, GENERAL PURPOSE | Active | MSH | MSH | MSH | Central Dispatch | MSH-PC Unit | Alaris Medical Systems | 8015 - PCU | 14678078 | 2016-09-28 | 2100 | 2018-09-28
68887 | INFUSION PUMPS, GENERAL PURPOSE | INFUSION PUMPS | INFUSION PUMPS, GENERAL PURPOSE | Active | MSH | MSH | MSH | Central Dispatch | MSH-PC Unit | Alaris Medical Systems | 8015 - PCU | 14678018 | 2016-09-28 | 2100 | 2018-09-28
68888 | INFUSION PUMPS, GENERAL PURPOSE | INFUSION PUMPS | INFUSION PUMPS, GENERAL PURPOSE | Active | MSH | MSH | MSH | Central Dispatch | MSH-PC Unit | Alaris Medical Systems | 8015 - PCU | 14678019 | 2016-09-28 | 2100 | 2018-09-28
68889 | INFUSION PUMPS, GENERAL PURPOSE | INFUSION PUMPS | INFUSION PUMPS, GENERAL PURPOSE | Active | MSH | MSH | MSH | Central Dispatch | MSH-PC Unit | Alaris Medical Systems | 8015 - PCU | 14678139 | 2016-09-28 | 2100 | 2018-09-28
68890 | INFUSION PUMPS, GENERAL PURPOSE | INFUSION PUMPS | INFUSION PUMPS, GENERAL PURPOSE | Active | MSH | MSH | MSH | Central Dispatch | MSH-PC Unit | Alaris Medical Systems | 8015 - PCU | 14678060 | 2016-09-28 | 2100 | 2018-09-28
68891 | INFUSION PUMPS, GENERAL PURPOSE | INFUSION PUMPS | INFUSION PUMPS, GENERAL PURPOSE | Active | MSH | MSH | MSH | Central Dispatch | MSH-PC Unit | Alaris Medical Systems | 8015 - PCU | 14677877 | 2016-09-28 | 2100 | 2018-09-28
68892 | INFUSION PUMPS, GENERAL PURPOSE | INFUSION PUMPS | INFUSION PUMPS, GENERAL PURPOSE | Active | MSH | MSH | MSH | Central Dispatch | MSH-PC Unit | Alaris Medical Systems | 8015 - PCU | 14666574 | 2016-09-28 | 2100 | 2018-09-28
68893 | INFUSION PUMPS, GENERAL PURPOSE | INFUSION PUMPS | INFUSION PUMPS, GENERAL PURPOSE | Active | MSH | MSH | MSH | Central Dispatch | MSH-PC Unit | Alaris Medical Systems | 8015 - PCU | 14665966 | 2016-09-28 | 2100 | 2018-09-28
68894 | INFUSION PUMPS, GENERAL PURPOSE | INFUSION PUMPS | INFUSION PUMPS, GENERAL PURPOSE | Active | MSH | MSH | MSH | Central Dispatch | MSH-PC Unit | Alaris Medical Systems | 8015 - PCU | 14665965 | 2016-09-28 | 2100 | 2018-09-28
68895 | INFUSION PUMPS, GENERAL PURPOSE | INFUSION PUMPS | INFUSION PUMPS, GENERAL PURPOSE | Active | MSH | MSH | MSH | Central Dispatch | MSH-PC Unit | Alaris Medical Systems | 8015 - PCU | 14666004 | 2016-09-28 | 2100 | 2018-09-28
68896 | INFUSION PUMPS, GENERAL PURPOSE | INFUSION PUMPS | INFUSION PUMPS, GENERAL PURPOSE | Active | MSH | MSH | MSH | Central Dispatch | MSH-PC Unit | Alaris Medical Systems | 8015 - PCU | 14677906 | 2016-09-28 | 2100 | 2018-09-28
68897 | INFUSION PUMPS, GENERAL PURPOSE | INFUSION PUMPS | INFUSION PUMPS, GENERAL PURPOSE | Active | MSH | MSH | MSH | Central Dispatch | MSH-PC Unit | Alaris Medical Systems | 8015 - PCU | 14677099 | 2016-09-28 | 2100 | 2018-09-28
68898 | INFUSION PUMPS, GENERAL PURPOSE | INFUSION PUMPS | INFUSION PUMPS, GENERAL PURPOSE | Active | MSH | MSH | MSH | Central Dispatch | MSH-PC Unit | Alaris Medical Systems | 8015 - PCU | 14676920 | 2016-09-28 | 2100 | 2018-09-28
68899 | INFUSION PUMPS, GENERAL PURPOSE | INFUSION PUMPS | INFUSION PUMPS, GENERAL PURPOSE | Active | MSH | MSH | MSH | Central Dispatch | MSH-PC Unit | Alaris Medical Systems | 8015 - PCU | 14641653 | 2016-09-28 | 2100 | 2018-09-28
68900 | INFUSION PUMPS, GENERAL PURPOSE | INFUSION PUMPS | INFUSION PUMPS, GENERAL PURPOSE | Active | MSH | MSH | MSH | Central Dispatch | MSH-PC Unit | Alaris Medical Systems | 8015 - PCU | 14676994 | 2016-09-28 | 2100 | 2018-09-28
68901 | INFUSION PUMPS, GENERAL PURPOSE | INFUSION PUMPS | INFUSION PUMPS, GENERAL PURPOSE | Active | MSH | MSH | MSH | Central Dispatch | MSH-PC Unit | Alaris Medical Systems | 8015 - PCU | 14677220 | 2016-09-28 | 2100 | 2018-09-28
68902 | INFUSION PUMPS, GENERAL PURPOSE | INFUSION PUMPS | INFUSION PUMPS, GENERAL PURPOSE | Active | MSH | MSH | MSH | Central Dispatch | MSH-PC Unit | Alaris Medical Systems | 8015 - PCU | 14677203 | 2016-09-28 | 2100 | 2018-09-28
68903 | INFUSION PUMPS, GENERAL PURPOSE | INFUSION PUMPS | INFUSION PUMPS, GENERAL PURPOSE | Active | MSH | MSH | MSH | Central Dispatch | MSH-PC Unit | Alaris Medical Systems | 8015 - PCU | 14677161 | 2016-09-28 | 2100 | 2018-09-28
68904 | INFUSION PUMPS, GENERAL PURPOSE | INFUSION PUMPS | INFUSION PUMPS, GENERAL PURPOSE | Active | MSH | MSH | MSH | Central Dispatch | MSH-PC Unit | Alaris Medical Systems | 8015 - PCU | 14676955 | 2016-09-28 | 2100 | 2018-09-28
68905 | INFUSION PUMPS, GENERAL PURPOSE | INFUSION PUMPS | INFUSION PUMPS, GENERAL PURPOSE | Active | MSH | MSH | MSH | Central Dispatch | MSH-PC Unit | Alaris Medical Systems | 8015 - PCU | 14677432 | 2016-09-28 | 2100 | 2018-09-28
68906 | INFUSION PUMPS, GENERAL PURPOSE | INFUSION PUMPS | INFUSION PUMPS, GENERAL PURPOSE | Active | MSH | MSH | MSH | Central Dispatch | MSH-PC Unit | Alaris Medical Systems | 8015 - PCU | 14666586 | 2016-09-28 | 2100 | 2018-09-28
68907 | INFUSION PUMPS, GENERAL PURPOSE | INFUSION PUMPS | INFUSION PUMPS, GENERAL PURPOSE | Active | MSH | MSH | MSH | Central Dispatch | MSH-PC Unit | Alaris Medical Systems | 8015 - PCU | 14677876 | 2016-09-28 | 2100 | 2018-09-28
68908 | INFUSION PUMPS, GENERAL PURPOSE | INFUSION PUMPS | INFUSION PUMPS, GENERAL PURPOSE | Active | MSH | MSH | MSH | Central Dispatch | MSH-PC Unit | Alaris Medical Systems | 8015 - PCU | 14678142 | 2016-09-28 | 2100 | 2018-09-28
68909 | INFUSION PUMPS, GENERAL PURPOSE | INFUSION PUMPS | INFUSION PUMPS, GENERAL PURPOSE | Active | MSH | MSH | MSH | Central Dispatch | MSH-PC Unit | Alaris Medical Systems | 8015 - PCU | 14678130 | 2016-09-28 | 2100 | 2018-09-28
68910 | INFUSION PUMPS, GENERAL PURPOSE | INFUSION PUMPS | INFUSION PUMPS, GENERAL PURPOSE | Active | MSH | MSH | MSH | Central Dispatch | MSH-PC Unit | Alaris Medical Systems | 8015 - PCU | 14677893 | 2016-09-28 | 2100 | 2018-09-28
68911 | INFUSION PUMPS, GENERAL PURPOSE | INFUSION PUMPS | INFUSION PUMPS, GENERAL PURPOSE | Active | MSH | MSH | MSH | Central Dispatch | MSH-PC Unit | Alaris Medical Systems | 8015 - PCU | 14678017 | 2016-09-28 | 2100 | 2018-09-28
68912 | INFUSION PUMPS, GENERAL PURPOSE | INFUSION PUMPS | INFUSION PUMPS, GENERAL PURPOSE | Active | MSH | MSH | MSH | Central Dispatch | MSH-PC Unit | Alaris Medical Systems | 8015 - PCU | 14678047 | 2016-09-28 | 2100 | 2018-09-28
68913 | INFUSION PUMPS, GENERAL PURPOSE | INFUSION PUMPS | INFUSION PUMPS, GENERAL PURPOSE | Active | MSH | MSH | MSH | Central Dispatch | MSH-PC Unit | Alaris Medical Systems | 8015 - PCU | 14677733 | 2016-09-28 | 2100 | 2018-09-28
68914 | INFUSION PUMPS, GENERAL PURPOSE | INFUSION PUMPS | INFUSION PUMPS, GENERAL PURPOSE | Active | MSH | MSH | MSH | Central Dispatch | MSH-PC Unit | Alaris Medical Systems | 8015 - PCU | 14658180 | 2016-09-28 | 2100 | 2018-09-28
68915 | INFUSION PUMPS, GENERAL PURPOSE | INFUSION PUMPS | INFUSION PUMPS, GENERAL PURPOSE | Active | MSH | MSH | MSH | Central Dispatch | MSH-PC Unit | Alaris Medical Systems | 8015 - PCU | 14665071 | 2016-09-28 | 2100 | 2018-09-28
68916 | INFUSION PUMPS, GENERAL PURPOSE | INFUSION PUMPS | INFUSION PUMPS, GENERAL PURPOSE | Active | MSH | MSH | MSH | Central Dispatch | MSH-PC Unit | Alaris Medical Systems | 8015 - PCU | 14676940 | 2016-09-28 | 2100 | 2018-09-28
68917 | INFUSION PUMPS, GENERAL PURPOSE | INFUSION PUMPS | INFUSION PUMPS, GENERAL PURPOSE | Active | MSH | MSH | MSH | Central Dispatch | MSH-PC Unit | Alaris Medical Systems | 8015 - PCU | 14665022 | 2016-09-28 | 2100 | 2018-09-28
68918 | INFUSION PUMPS, GENERAL PURPOSE | INFUSION PUMPS | INFUSION PUMPS, GENERAL PURPOSE | Active | MSH | MSH | MSH | Central Dispatch | MSH-PC Unit | Alaris Medical Systems | 8015 - PCU | 14666029 | 2016-09-28 | 2100 | 2018-09-28
68919 | INFUSION PUMPS, GENERAL PURPOSE | INFUSION PUMPS | INFUSION PUMPS, GENERAL PURPOSE | Active | MSH | MSH | MSH | Central Dispatch | MSH-PC Unit | Alaris Medical Systems | 8015 - PCU | 14665984 | 2016-09-28 | 2100 | 2018-09-28
68920 | INFUSION PUMPS, GENERAL PURPOSE | INFUSION PUMPS | INFUSION PUMPS, GENERAL PURPOSE | Active | MSH | MSH | MSH | Central Dispatch | MSH-PC Unit | Alaris Medical Systems | 8015 - PCU | 14677404 | 2016-09-28 | 2100 | 2018-09-28
68921 | INFUSION PUMPS, GENERAL PURPOSE | INFUSION PUMPS | INFUSION PUMPS, GENERAL PURPOSE | Active | MSH | MSH | MSH | Central Dispatch | MSH-PC Unit | Alaris Medical Systems | 8015 - PCU | 14677757 | 2016-09-28 | 2100 | 2018-09-28
68922 | INFUSION PUMPS, GENERAL PURPOSE | INFUSION PUMPS | INFUSION PUMPS, GENERAL PURPOSE | Active | MSH | MSH | 17U | NICU | NICU | Alaris Medical Systems | 8015 - PCU | 14677744 | 2016-09-28 | 2100 | 2018-09-28
68923 | INFUSION PUMPS, GENERAL PURPOSE | INFUSION PUMPS | INFUSION PUMPS, GENERAL PURPOSE | Active | MSH | MSH | MSH | Central Dispatch | MSH-PC Unit | Alaris Medical Systems | 8015 - PCU | 14677758 | 2016-09-28 | 2100 | 2018-09-28
68924 | INFUSION PUMPS, GENERAL PURPOSE | INFUSION PUMPS | INFUSION PUMPS, GENERAL PURPOSE | Active | MSH | MSH | MSH | Central Dispatch | MSH-PC Unit | Alaris Medical Systems | 8015 - PCU | 14677841 | 2016-09-28 | 2100 | 2018-09-28
68925 | INFUSION PUMPS, GENERAL PURPOSE | INFUSION PUMPS | INFUSION PUMPS, GENERAL PURPOSE | Active | MSH | MSH | MSH | Central Dispatch | MSH-PC Unit | Alaris Medical Systems | 8015 - PCU | 14677769 | 2016-09-28 | 2100 | 2018-09-28
68926 | INFUSION PUMPS, GENERAL PURPOSE | INFUSION PUMPS | INFUSION PUMPS, GENERAL PURPOSE | Active | MSH | MSH | MSH | Central Dispatch | MSH-PC Unit | Alaris Medical Systems | 8015 - PCU | 14677753 | 2016-09-28 | 2100 | 2018-09-28
68927 | INFUSION PUMPS, GENERAL PURPOSE | INFUSION PUMPS | INFUSION PUMPS, GENERAL PURPOSE | Active | MSH | MSH | MSH | Central Dispatch | MSH-PC Unit | Alaris Medical Systems | 8015 - PCU | 14677759 | 2016-09-28 | 2100 | 2018-09-28
68928 | INFUSION PUMPS, GENERAL PURPOSE | INFUSION PUMPS | INFUSION PUMPS, GENERAL PURPOSE | Active | MSH | MSH | MSH | Central Dispatch | MSH-PC Unit | Alaris Medical Systems | 8015 - PCU | 14657978 | 2016-09-28 | 2100 | 2018-09-28
68929 | INFUSION PUMPS, GENERAL PURPOSE | INFUSION PUMPS | INFUSION PUMPS, GENERAL PURPOSE | Active | MSH | MSH | MSH | Central Dispatch | MSH-PC Unit | Alaris Medical Systems | 8015 - PCU | 14678166 | 2016-09-28 | 2100 | 2018-09-28
68930 | INFUSION PUMPS, GENERAL PURPOSE | INFUSION PUMPS | INFUSION PUMPS, GENERAL PURPOSE | Active | MSH | MSH | MSH | Central Dispatch | MSH-PC Unit | Alaris Medical Systems | 8015 - PCU | 14666404 | 2016-09-28 | 2100 | 2018-09-28
68931 | INFUSION PUMPS, GENERAL PURPOSE | INFUSION PUMPS | INFUSION PUMPS, GENERAL PURPOSE | Active | MSH | MSH | MSH | Central Dispatch | MSH-PC Unit | Alaris Medical Systems | 8015 - PCU | 14666146 | 2016-09-28 | 2100 | 2018-09-28
68932 | INFUSION PUMPS, GENERAL PURPOSE | INFUSION PUMPS | INFUSION PUMPS, GENERAL PURPOSE | Active | MSH | MSH | MSH | Central Dispatch | MSH-PC Unit | Alaris Medical Systems | 8015 - PCU | 14678079 | 2016-09-28 | 2100 | 2018-09-28
68933 | INFUSION PUMPS, GENERAL PURPOSE | INFUSION PUMPS | INFUSION PUMPS, GENERAL PURPOSE | Active | MSH | MSH | MSH | Central Dispatch | MSH-PC Unit | Alaris Medical Systems | 8015 - PCU | 14665980 | 2016-09-28 | 2100 | 2018-09-28
68934 | INFUSION PUMPS, GENERAL PURPOSE | INFUSION PUMPS | INFUSION PUMPS, GENERAL PURPOSE | Active | MSH | MSH | MSH | Central Dispatch | MSH-PC Unit | Alaris Medical Systems | 8015 - PCU | 14666147 | 2016-09-28 | 2100 | 2018-09-28
68935 | INFUSION PUMPS, GENERAL PURPOSE | INFUSION PUMPS | INFUSION PUMPS, GENERAL PURPOSE | Active | MSH | MSH | MSH | Central Dispatch | MSH-PC Unit | Alaris Medical Systems | 8015 - PCU | 14666383 | 2016-09-28 | 2100 | 2018-09-28
68936 | INFUSION PUMPS, GENERAL PURPOSE | INFUSION PUMPS | INFUSION PUMPS, GENERAL PURPOSE | Active | MSH | MSH | MSH | Central Dispatch | MSH-PC Unit | Alaris Medical Systems | 8015 - PCU | 14678045 | 2016-09-28 | 2100 | 2018-09-28
68937 | INFUSION PUMPS, GENERAL PURPOSE | INFUSION PUMPS | INFUSION PUMPS, GENERAL PURPOSE | Active | MSH | MSH | MSH | Central Dispatch | MSH-PC Unit | Alaris Medical Systems | 8015 - PCU | 14666156 | 2016-09-28 | 2100 | 2018-09-28
68938 | INFUSION PUMPS, GENERAL PURPOSE | INFUSION PUMPS | INFUSION PUMPS, GENERAL PURPOSE | Active | MSH | MSH | MSH | Central Dispatch | MSH-PC Unit | Alaris Medical Systems | 8015 - PCU | 14677884 | 2016-09-28 | 2100 | 2018-09-28
68939 | INFUSION PUMPS, GENERAL PURPOSE | INFUSION PUMPS | INFUSION PUMPS, GENERAL PURPOSE | Active | MSH | MSH | MSH | Central Dispatch | MSH-PC Unit | Alaris Medical Systems | 8015 - PCU | 14661536 | 2016-09-28 | 2100 | 2018-09-28
68940 | INFUSION PUMPS, GENERAL PURPOSE | INFUSION PUMPS | INFUSION PUMPS, GENERAL PURPOSE | Active | MSH | MSH | MSH | Central Dispatch | MSH-PC Unit | Alaris Medical Systems | 8015 - PCU | 14666498 | 2016-09-28 | 2100 | 2018-09-28
68941 | INFUSION PUMPS, GENERAL PURPOSE | INFUSION PUMPS | INFUSION PUMPS, GENERAL PURPOSE | Active | MSH | MSH | MSH | Central Dispatch | MSH-PC Unit | Alaris Medical Systems | 8015 - PCU | 14666020 | 2016-09-28 | 2100 | 2018-09-28
68942 | INFUSION PUMPS, GENERAL PURPOSE | INFUSION PUMPS | INFUSION PUMPS, GENERAL PURPOSE | Active | MSH | MSH | MSH | Central Dispatch | MSH-PC Unit | Alaris Medical Systems | 8015 - PCU | 14677072 | 2016-09-28 | 2100 | 2018-09-28
68943 | INFUSION PUMPS, GENERAL PURPOSE | INFUSION PUMPS | INFUSION PUMPS, GENERAL PURPOSE | Active | MSH | MSH | MSH | Central Dispatch | MSH-PC Unit | Alaris Medical Systems | 8015 - PCU | 14678163 | 2016-09-28 | 2100 | 2018-09-28
68944 | INFUSION PUMPS, GENERAL PURPOSE | INFUSION PUMPS | INFUSION PUMPS, GENERAL PURPOSE | Active | MSH | MSH | MSH | Central Dispatch | MSH-PC Unit | Alaris Medical Systems | 8015 - PCU | 14677687 | 2016-09-28 | 2100 | 2018-09-28
68945 | INFUSION PUMPS, GENERAL PURPOSE | INFUSION PUMPS | INFUSION PUMPS, GENERAL PURPOSE | Active | MSH | MSH | MSH | Central Dispatch | MSH-PC Unit | Alaris Medical Systems | 8015 - PCU | 14661485 | 2016-09-28 | 2100 | 2018-09-28
68946 | INFUSION PUMPS, GENERAL PURPOSE | INFUSION PUMPS | INFUSION PUMPS, GENERAL PURPOSE | Active | MSH | MSH | MSH | Central Dispatch | MSH-PC Unit | Alaris Medical Systems | 8015 - PCU | 14678235 | 2016-09-28 | 2100 | 2018-09-28
68947 | INFUSION PUMPS, GENERAL PURPOSE | INFUSION PUMPS | INFUSION PUMPS, GENERAL PURPOSE | Active | MSH | MSH | MSH | Central Dispatch | MSH-PC Unit | Alaris Medical Systems | 8015 - PCU | 14676998 | 2016-09-28 | 2100 | 2018-09-28
68948 | INFUSION PUMPS, GENERAL PURPOSE | INFUSION PUMPS | INFUSION PUMPS, GENERAL PURPOSE | Active | MSH | MSH | MSH | Central Dispatch | MSH-PC Unit | Alaris Medical Systems | 8015 - PCU | 14678161 | 2016-09-28 | 2100 | 2018-09-28
68949 | INFUSION PUMPS, GENERAL PURPOSE | INFUSION PUMPS | INFUSION PUMPS, GENERAL PURPOSE | Active | MSH | MSH | MSH | Central Dispatch | MSH-PC Unit | Alaris Medical Systems | 8015 - PCU | 14678186 | 2016-09-28 | 2100 | 2018-09-28
68950 | INFUSION PUMPS, GENERAL PURPOSE | INFUSION PUMPS | INFUSION PUMPS, GENERAL PURPOSE | Active | MSH | MSH | MSH | Central Dispatch | MSH-PC Unit | Alaris Medical Systems | 8015 - PCU | 14666023 | 2016-09-28 | 2100 | 2018-09-28
68951 | INFUSION PUMPS, GENERAL PURPOSE | INFUSION PUMPS | INFUSION PUMPS, GENERAL PURPOSE | Active | MSH | MSH | MSH | Central Dispatch | MSH-PC Unit | Alaris Medical Systems | 8015 - PCU | 14665989 | 2016-09-28 | 2100 | 2018-09-28
68952 | INFUSION PUMPS, GENERAL PURPOSE | INFUSION PUMPS | INFUSION PUMPS, GENERAL PURPOSE | Active | MSH | MSH | MSH | Central Dispatch | MSH-PC Unit | Alaris Medical Systems | 8015 - PCU | 14666573 | 2016-09-28 | 2100 | 2018-09-28
68953 | INFUSION PUMPS, GENERAL PURPOSE | INFUSION PUMPS | INFUSION PUMPS, GENERAL PURPOSE | Active | MSH | MSH | MSH | Central Dispatch | MSH-PC Unit | Alaris Medical Systems | 8015 - PCU | 14677808 | 2016-09-28 | 2100 | 2018-09-28
68954 | INFUSION PUMPS, GENERAL PURPOSE | INFUSION PUMPS | INFUSION PUMPS, GENERAL PURPOSE | Active | MSH | MSH | MSH | Central Dispatch | MSH-PC Unit | Alaris Medical Systems | 8015 - PCU | 14665964 | 2016-09-28 | 2100 | 2018-09-28
68955 | INFUSION PUMPS, GENERAL PURPOSE | INFUSION PUMPS | INFUSION PUMPS, GENERAL PURPOSE | Active | MSH | MSH | MSH | Central Dispatch | MSH-PC Unit | Alaris Medical Systems | 8015 - PCU | 14665330 | 2016-09-28 | 2100 | 2018-09-28
68956 | INFUSION PUMPS, GENERAL PURPOSE | INFUSION PUMPS | INFUSION PUMPS, GENERAL PURPOSE | Active | MSH | MSH | MSH | Central Dispatch | MSH-PC Unit | Alaris Medical Systems | 8015 - PCU | 14666466 | 2016-09-28 | 2100 | 2018-09-28
68957 | INFUSION PUMPS, GENERAL PURPOSE | INFUSION PUMPS | INFUSION PUMPS, GENERAL PURPOSE | Active | MSH | MSH | MSH | Central Dispatch | MSH-PC Unit | Alaris Medical Systems | 8015 - PCU | 14666533 | 2016-09-28 | 2100 | 2018-09-28
68958 | INFUSION PUMPS, GENERAL PURPOSE | INFUSION PUMPS | INFUSION PUMPS, GENERAL PURPOSE | Active | MSH | MSH | MSH | Central Dispatch | MSH-PC Unit | Alaris Medical Systems | 8015 - PCU | 14666117 | 2016-09-28 | 2100 | 2018-09-28
68959 | INFUSION PUMPS, GENERAL PURPOSE | INFUSION PUMPS | INFUSION PUMPS, GENERAL PURPOSE | Active | MSH | MSH | MSH | Central Dispatch | MSH-PC Unit | Alaris Medical Systems | 8015 - PCU | 14658528 | 2016-09-28 | 2100 | 2018-09-28
68960 | INFUSION PUMPS, GENERAL PURPOSE | INFUSION PUMPS | INFUSION PUMPS, GENERAL PURPOSE | Active | MSH | MSH | MSH | Central Dispatch | MSH-PC Unit | Alaris Medical Systems | 8015 - PCU | 14666433 | 2016-09-28 | 2100 | 2018-09-28
68961 | INFUSION PUMPS, GENERAL PURPOSE | INFUSION PUMPS | INFUSION PUMPS, GENERAL PURPOSE | Active | MSH | MSH | MSH | Central Dispatch | MSH-PC Unit | Alaris Medical Systems | 8015 - PCU | 14666575 | 2016-09-28 | 2100 | 2018-09-28
68962 | INFUSION PUMPS, GENERAL PURPOSE | INFUSION PUMPS | INFUSION PUMPS, GENERAL PURPOSE | Active | MSH | MSH | MSH | Central Dispatch | MSH-PC Unit | Alaris Medical Systems | 8015 - PCU | 14666535 | 2016-09-28 | 2100 | 2018-09-28
68963 | INFUSION PUMPS, GENERAL PURPOSE | INFUSION PUMPS | INFUSION PUMPS, GENERAL PURPOSE | Active | MSH | MSH | MSH | Central Dispatch | MSH-PC Unit | Alaris Medical Systems | 8015 - PCU | 14666395 | 2016-09-28 | 2100 | 2018-09-28
68964 | INFUSION PUMPS, GENERAL PURPOSE | INFUSION PUMPS | INFUSION PUMPS, GENERAL PURPOSE | Active | MSH | MSH | MSH | Central Dispatch | MSH-PC Unit | Alaris Medical Systems | 8015 - PCU | 14666580 | 2016-09-28 | 2100 | 2018-09-28
68965 | INFUSION PUMPS, GENERAL PURPOSE | INFUSION PUMPS | INFUSION PUMPS, GENERAL PURPOSE | Active | MSH | MSH | MSH | Central Dispatch | MSH-PC Unit | Alaris Medical Systems | 8015 - PCU | 14677848 | 2016-09-28 | 2100 | 2018-09-28
68966 | INFUSION PUMPS, GENERAL PURPOSE | INFUSION PUMPS | INFUSION PUMPS, GENERAL PURPOSE | Active | MSH | MSH | MSH | Central Dispatch | MSH-PC Unit | Alaris Medical Systems | 8015 - PCU | 14677742 | 2016-09-28 | 2100 | 2018-09-28
68967 | INFUSION PUMPS, GENERAL PURPOSE | INFUSION PUMPS | INFUSION PUMPS, GENERAL PURPOSE | Active | MSH | MSH | MSH | Central Dispatch | MSH-PC Unit | Alaris Medical Systems | 8015 - PCU | 14677806 | 2016-09-28 | 2100 | 2018-09-28
68968 | INFUSION PUMPS, GENERAL PURPOSE | INFUSION PUMPS | INFUSION PUMPS, GENERAL PURPOSE | Active | MSH | MSH | MSH | Central Dispatch | MSH-PC Unit | Alaris Medical Systems | 8015 - PCU | 14677805 | 2016-09-28 | 2100 | 2018-09-28
68969 | INFUSION PUMPS, GENERAL PURPOSE | INFUSION PUMPS | INFUSION PUMPS, GENERAL PURPOSE | Active | MSH | MSH | MSH | Central Dispatch | MSH-PC Unit | Alaris Medical Systems | 8015 - PCU | 14677765 | 2016-09-28 | 2100 | 2018-09-28
68970 | INFUSION PUMPS, GENERAL PURPOSE | INFUSION PUMPS | INFUSION PUMPS, GENERAL PURPOSE | Active | MSH | MSH | MSH | Central Dispatch | MSH-PC Unit | Alaris Medical Systems | 8015 - PCU | 14677789 | 2016-09-28 | 2100 | 2018-09-28
68971 | INFUSION PUMPS, GENERAL PURPOSE | INFUSION PUMPS | INFUSION PUMPS, GENERAL PURPOSE | Active | MSH | MSH | MSH | Central Dispatch | MSH-PC Unit | Alaris Medical Systems | 8015 - PCU | 14677763 | 2016-09-28 | 2100 | 2018-09-28
68972 | INFUSION PUMPS, GENERAL PURPOSE | INFUSION PUMPS | INFUSION PUMPS, GENERAL PURPOSE | Active | MSH | MSH | MSH | Central Dispatch | MSH-PC Unit | Alaris Medical Systems | 8015 - PCU | 14666123 | 2016-09-28 | 2100 | 2018-09-28
68973 | INFUSION PUMPS, GENERAL PURPOSE | INFUSION PUMPS | INFUSION PUMPS, GENERAL PURPOSE | Active | MSH | MSH | MSH | Central Dispatch | MSH-PC Unit | Alaris Medical Systems | 8015 - PCU | 14677053 | 2016-09-28 | 2100 | 2018-09-28 | note - to edit the serial # , It was sent to the company by the company during check-in, when anyone gets the unit, please edit the serial number
68974 | INFUSION PUMPS, GENERAL PURPOSE | INFUSION PUMPS | INFUSION PUMPS, GENERAL PURPOSE | Active | MSH | MSH | MSH | Central Dispatch | MSH-PC Unit | Alaris Medical Systems | 8015 - PCU | 14676965 | 2016-09-28 | 2100 | 2018-09-28
68975 | INFUSION PUMPS, GENERAL PURPOSE | INFUSION PUMPS | INFUSION PUMPS, GENERAL PURPOSE | Active | MSH | MSH | MSH | Central Dispatch | MSH-PC Unit | Alaris Medical Systems | 8015 - PCU | 14677772 | 2016-09-28 | 2100 | 2018-09-28
68976 | INFUSION PUMPS, GENERAL PURPOSE | INFUSION PUMPS | INFUSION PUMPS, GENERAL PURPOSE | Active | MSH | MSH | MSH | Central Dispatch | MSH-PC Unit | Alaris Medical Systems | 8015 - PCU | 14677752 | 2016-09-28 | 2100 | 2018-09-28
68977 | INFUSION PUMPS, GENERAL PURPOSE | INFUSION PUMPS | INFUSION PUMPS, GENERAL PURPOSE | Active | MSH | MSH | MSH | Central Dispatch | MSH-PC Unit | Alaris Medical Systems | 8015 - PCU | 14676885 | 2016-09-28 | 2100 | 2018-09-28
68978 | INFUSION PUMPS, GENERAL PURPOSE | INFUSION PUMPS | INFUSION PUMPS, GENERAL PURPOSE | Active | MSH | MSH | MSH | Central Dispatch | MSH-PC Unit | Alaris Medical Systems | 8015 - PCU | 14677458 | 2016-09-28 | 2100 | 2018-09-28
68979 | INFUSION PUMPS, GENERAL PURPOSE | INFUSION PUMPS | INFUSION PUMPS, GENERAL PURPOSE | Active | MSH | MSH | MSH | Central Dispatch | MSH-PC Unit | Alaris Medical Systems | 8015 - PCU | 14666572 | 2016-09-28 | 2100 | 2018-09-28
68980 | INFUSION PUMPS, GENERAL PURPOSE | INFUSION PUMPS | INFUSION PUMPS, GENERAL PURPOSE | Active | MSH | MSH | MSH | Central Dispatch | MSH-PC Unit | Alaris Medical Systems | 8015 - PCU | 14677226 | 2016-09-28 | 2100 | 2018-09-28
68981 | INFUSION PUMPS, GENERAL PURPOSE | INFUSION PUMPS | INFUSION PUMPS, GENERAL PURPOSE | Active | MSH | MSH | MSH | Central Dispatch | MSH-PC Unit | Alaris Medical Systems | 8015 - PCU | 14676848 | 2016-09-28 | 2100 | 2018-09-28
68982 | INFUSION PUMPS, GENERAL PURPOSE | INFUSION PUMPS | INFUSION PUMPS, GENERAL PURPOSE | Active | MSH | MSH | MSH | Central Dispatch | MSH-PC Unit | Alaris Medical Systems | 8015 - PCU | 14677184 | 2016-09-28 | 2100 | 2018-09-28
68983 | INFUSION PUMPS, GENERAL PURPOSE | INFUSION PUMPS | INFUSION PUMPS, GENERAL PURPOSE | Active | MSH | MSH | MSH | Central Dispatch | MSH-PC Unit | Alaris Medical Systems | 8015 - PCU | 14676865 | 2016-09-28 | 2100 | 2018-09-28
68984 | INFUSION PUMPS, GENERAL PURPOSE | INFUSION PUMPS | INFUSION PUMPS, GENERAL PURPOSE | Active | MSH | MSH | MSH | Central Dispatch | MSH-PC Unit | Alaris Medical Systems | 8015 - PCU | 14676905 | 2016-09-28 | 2100 | 2018-09-28
68985 | INFUSION PUMPS, GENERAL PURPOSE | INFUSION PUMPS | INFUSION PUMPS, GENERAL PURPOSE | Active | MSH | MSH | MSH | Central Dispatch | MSH-PC Unit | Alaris Medical Systems | 8015 - PCU | 14677149 | 2016-09-28 | 2100 | 2018-09-28
68986 | INFUSION PUMPS, GENERAL PURPOSE | INFUSION PUMPS | INFUSION PUMPS, GENERAL PURPOSE | Active | MSH | MSH | MSH | Central Dispatch | MSH-PC Unit | Alaris Medical Systems | 8015 - PCU | 14677148 | 2016-09-28 | 2100 | 2018-09-28
68987 | INFUSION PUMPS, GENERAL PURPOSE | INFUSION PUMPS | INFUSION PUMPS, GENERAL PURPOSE | Active | MSH | MSH | MSH | Central Dispatch | MSH-PC Unit | Alaris Medical Systems | 8015 - PCU | 14676870 | 2016-09-28 | 2100 | 2018-09-28
68988 | INFUSION PUMPS, GENERAL PURPOSE | INFUSION PUMPS | INFUSION PUMPS, GENERAL PURPOSE | Active | MSH | MSH | MSH | Central Dispatch | MSH-PC Unit | Alaris Medical Systems | 8015 - PCU | 14677154 | 2016-09-28 | 2100 | 2018-09-28
68989 | INFUSION PUMPS, GENERAL PURPOSE | INFUSION PUMPS | INFUSION PUMPS, GENERAL PURPOSE | Active | MSH | MSH | MSH | Central Dispatch | MSH-PC Unit | Alaris Medical Systems | 8015 - PCU | 14666207 | 2016-09-28 | 2100 | 2018-09-28
68990 | INFUSION PUMPS, GENERAL PURPOSE | INFUSION PUMPS | INFUSION PUMPS, GENERAL PURPOSE | Active | MSH | MSH | MSH | Central Dispatch | MSH-PC Unit | Alaris Medical Systems | 8015 - PCU | 14666210 | 2016-09-28 | 2100 | 2018-09-28
68991 | INFUSION PUMPS, GENERAL PURPOSE | INFUSION PUMPS | INFUSION PUMPS, GENERAL PURPOSE | Active | MSH | MSH | MSH | Central Dispatch | MSH-PC Unit | Alaris Medical Systems | 8015 - PCU | 14677392 | 2016-09-28 | 2100 | 2018-09-28
68992 | INFUSION PUMPS, GENERAL PURPOSE | INFUSION PUMPS | INFUSION PUMPS, GENERAL PURPOSE | Active | MSH | MSH | MSH | Central Dispatch | MSH-PC Unit | Alaris Medical Systems | 8015 - PCU | 14665354 | 2016-09-28 | 2100 | 2018-09-28
68993 | INFUSION PUMPS, GENERAL PURPOSE | INFUSION PUMPS | INFUSION PUMPS, GENERAL PURPOSE | Active | MSH | MSH | MSH | Central Dispatch | MSH-PC Unit | Alaris Medical Systems | 8015 - PCU | 14660903 | 2016-09-28 | 2100 | 2018-09-28
68994 | INFUSION PUMPS, GENERAL PURPOSE | INFUSION PUMPS | INFUSION PUMPS, GENERAL PURPOSE | Active | MSH | MSH | MSH | Central Dispatch | MSH-PC Unit | Alaris Medical Systems | 8015 - PCU | 14677946 | 2016-09-28 | 2100 | 2018-09-28
68995 | INFUSION PUMPS, GENERAL PURPOSE | INFUSION PUMPS | INFUSION PUMPS, GENERAL PURPOSE | Active | MSH | MSH | MSH | Central Dispatch | MSH-PC Unit | Alaris Medical Systems | 8015 - PCU | 14677929 | 2016-09-28 | 2100 | 2018-09-28
68996 | INFUSION PUMPS, GENERAL PURPOSE | INFUSION PUMPS | INFUSION PUMPS, GENERAL PURPOSE | Active | MSH | MSH | MSH | Central Dispatch | MSH-PC Unit | Alaris Medical Systems | 8015 - PCU | 14677235 | 2016-09-28 | 2100 | 2018-09-28
68997 | INFUSION PUMPS, GENERAL PURPOSE | INFUSION PUMPS | INFUSION PUMPS, GENERAL PURPOSE | Active | MSH | MSH | MSH | Central Dispatch | MSH-PC Unit | Alaris Medical Systems | 8015 - PCU | 14677761 | 2016-09-28 | 2100 | 2018-09-28
68998 | INFUSION PUMPS, GENERAL PURPOSE | INFUSION PUMPS | INFUSION PUMPS, GENERAL PURPOSE | Active | MSH | MSH | MSH | Central Dispatch | MSH-PC Unit | Alaris Medical Systems | 8015 - PCU | 14677898 | 2016-09-28 | 2100 | 2018-09-28
68999 | INFUSION PUMPS, GENERAL PURPOSE | INFUSION PUMPS | INFUSION PUMPS, GENERAL PURPOSE | Active | MSH | MSH | MSH | Central Dispatch | MSH-PC Unit | Alaris Medical Systems | 8015 - PCU | 14677135 | 2016-09-28 | 2100 | 2018-09-28
69000 | INFUSION PUMPS, GENERAL PURPOSE | INFUSION PUMPS | INFUSION PUMPS, GENERAL PURPOSE | Active | MSH | MSH | MSH | Central Dispatch | MSH-PC Unit | Alaris Medical Systems | 8015 - PCU | 14678010 | 2016-09-28 | 2100 | 2018-09-28
69001 | INFUSION PUMPS, GENERAL PURPOSE | INFUSION PUMPS | INFUSION PUMPS, GENERAL PURPOSE | Active | MSH | MSH | MSH | Central Dispatch | MSH-PC Unit | Alaris Medical Systems | 8015 - PCU | 14658382 | 2016-09-28 | 2100 | 2018-09-28
69002 | INFUSION PUMPS, GENERAL PURPOSE | INFUSION PUMPS | INFUSION PUMPS, GENERAL PURPOSE | Active | MSH | MSH | MSH | Central Dispatch | MSH-PC Unit | Alaris Medical Systems | 8015 - PCU | 14677896 | 2016-09-28 | 2100 | 2018-09-28
69003 | INFUSION PUMPS, GENERAL PURPOSE | INFUSION PUMPS | INFUSION PUMPS, GENERAL PURPOSE | Active | MSH | MSH | MSH | Central Dispatch | MSH-PC Unit | Alaris Medical Systems | 8015 - PCU | 14666279 | 2016-09-28 | 2100 | 2018-09-28
69004 | INFUSION PUMPS, GENERAL PURPOSE | INFUSION PUMPS | INFUSION PUMPS, GENERAL PURPOSE | Active | MSH | MSH | MSH | Central Dispatch | MSH-PC Unit | Alaris Medical Systems | 8015 - PCU | 14665988 | 2016-09-28 | 2100 | 2018-09-28
69005 | INFUSION PUMPS, GENERAL PURPOSE | INFUSION PUMPS | INFUSION PUMPS, GENERAL PURPOSE | Active | MSH | MSH | MSH | Central Dispatch | MSH-PC Unit | Alaris Medical Systems | 8015 - PCU | 14666538 | 2016-09-28 | 2100 | 2018-09-28
69006 | INFUSION PUMPS, GENERAL PURPOSE | INFUSION PUMPS | INFUSION PUMPS, GENERAL PURPOSE | Active | MSH | MSH | MSH | Central Dispatch | MSH-PC Unit | Alaris Medical Systems | 8015 - PCU | 14665968 | 2016-09-28 | 2100 | 2018-09-28
69007 | INFUSION PUMPS, GENERAL PURPOSE | INFUSION PUMPS | INFUSION PUMPS, GENERAL PURPOSE | Active | MSH | MSH | MSH | Central Dispatch | MSH-PC Unit | Alaris Medical Systems | 8015 - PCU | 14666524 | 2016-09-28 | 2100 | 2018-09-28
69008 | INFUSION PUMPS, GENERAL PURPOSE | INFUSION PUMPS | INFUSION PUMPS, GENERAL PURPOSE | Active | MSH | MSH | MSH | Central Dispatch | MSH-PC Unit | Alaris Medical Systems | 8015 - PCU | 14666051 | 2016-09-28 | 2100 | 2018-09-28
69009 | INFUSION PUMPS, GENERAL PURPOSE | INFUSION PUMPS | INFUSION PUMPS, GENERAL PURPOSE | Active | MSH | MSH | MSH | Central Dispatch | MSH-PC Unit | Alaris Medical Systems | 8015 - PCU | 14652704 | 2016-09-28 | 2100 | 2018-09-28
69010 | INFUSION PUMPS, GENERAL PURPOSE | INFUSION PUMPS | INFUSION PUMPS, GENERAL PURPOSE | Active | MSH | MSH | MSH | Central Dispatch | MSH-PC Unit | Alaris Medical Systems | 8015 - PCU | 14666285 | 2016-09-28 | 2100 | 2018-09-28
69011 | INFUSION PUMPS, GENERAL PURPOSE | INFUSION PUMPS | INFUSION PUMPS, GENERAL PURPOSE | Active | MSH | MSH | MSH | Central Dispatch | MSH-PC Unit | Alaris Medical Systems | 8015 - PCU | 14665974 | 2016-09-28 | 2100 | 2018-09-28
69012 | INFUSION PUMPS, GENERAL PURPOSE | INFUSION PUMPS | INFUSION PUMPS, GENERAL PURPOSE | Active | MSH | MSH | MSH | Central Dispatch | MSH-PC Unit | Alaris Medical Systems | 8015 - PCU | 14665996 | 2016-09-28 | 2100 | 2018-09-28
69013 | INFUSION PUMPS, GENERAL PURPOSE | INFUSION PUMPS | INFUSION PUMPS, GENERAL PURPOSE | Active | MSH | MSH | MSH | Central Dispatch | MSH-PC Unit | Alaris Medical Systems | 8015 - PCU | 14666281 | 2016-09-28 | 2100 | 2018-09-28
69014 | INFUSION PUMPS, GENERAL PURPOSE | INFUSION PUMPS | INFUSION PUMPS, GENERAL PURPOSE | Active | MSH | MSH | MSH | Central Dispatch | MSH-PC Unit | Alaris Medical Systems | 8015 - PCU | 14678024 | 2016-09-28 | 2100 | 2018-09-28
69015 | INFUSION PUMPS, GENERAL PURPOSE | INFUSION PUMPS | INFUSION PUMPS, GENERAL PURPOSE | Active | MSH | MSH | MSH | Central Dispatch | MSH-PC Unit | Alaris Medical Systems | 8015 - PCU | 14677677 | 2016-09-28 | 2100 | 2018-09-28
69016 | INFUSION PUMPS, GENERAL PURPOSE | INFUSION PUMPS | INFUSION PUMPS, GENERAL PURPOSE | Active | MSH | MSH | MSH | Central Dispatch | MSH-PC Unit | Alaris Medical Systems | 8015 - PCU | 14666410 | 2016-09-28 | 2100 | 2018-09-28
69017 | INFUSION PUMPS, GENERAL PURPOSE | INFUSION PUMPS | INFUSION PUMPS, GENERAL PURPOSE | Active | MSH | MSH | MSH | Central Dispatch | MSH-PC Unit | Alaris Medical Systems | 8015 - PCU | 14666523 | 2016-09-28 | 2100 | 2018-09-28
69018 | INFUSION PUMPS, GENERAL PURPOSE | INFUSION PUMPS | INFUSION PUMPS, GENERAL PURPOSE | Active | MSH | MSH | MSH | Central Dispatch | MSH-PC Unit | Alaris Medical Systems | 8015 - PCU | 14666531 | 2016-09-28 | 2100 | 2018-09-28
69019 | INFUSION PUMPS, GENERAL PURPOSE | INFUSION PUMPS | INFUSION PUMPS, GENERAL PURPOSE | Active | MSH | MSH | MSH | Central Dispatch | MSH-PC Unit | Alaris Medical Systems | 8015 - PCU | 14666384 | 2016-09-28 | 2100 | 2018-09-28
69020 | INFUSION PUMPS, GENERAL PURPOSE | INFUSION PUMPS | INFUSION PUMPS, GENERAL PURPOSE | Active | MSH | MSH | MSH | Central Dispatch | MSH-PC Unit | Alaris Medical Systems | 8015 - PCU | 14678198 | 2016-09-28 | 2100 | 2018-09-28
69021 | INFUSION PUMPS, GENERAL PURPOSE | INFUSION PUMPS | INFUSION PUMPS, GENERAL PURPOSE | Active | MSH | MSH | MSH | Central Dispatch | MSH-PC Unit | Alaris Medical Systems | 8015 - PCU | 14678168 | 2016-09-28 | 2100 | 2018-09-28
69022 | INFUSION PUMPS, GENERAL PURPOSE | INFUSION PUMPS | INFUSION PUMPS, GENERAL PURPOSE | Active | MSH | MSH | MSH | Central Dispatch | MSH-PC Unit | Alaris Medical Systems | 8015 - PCU | 14677902 | 2016-09-28 | 2100 | 2018-09-28
69023 | INFUSION PUMPS, GENERAL PURPOSE | INFUSION PUMPS | INFUSION PUMPS, GENERAL PURPOSE | Active | MSH | MSH | MSH | Central Dispatch | MSH-PC Unit | Alaris Medical Systems | 8015 - PCU | 14666305 | 2016-09-28 | 2100 | 2018-09-28
69024 | INFUSION PUMPS, GENERAL PURPOSE | INFUSION PUMPS | INFUSION PUMPS, GENERAL PURPOSE | Active | MSH | MSH | MSH | Central Dispatch | MSH-PC Unit | Alaris Medical Systems | 8015 - PCU | 14677745 | 2016-09-28 | 2100 | 2018-09-28
69025 | INFUSION PUMPS, GENERAL PURPOSE | INFUSION PUMPS | INFUSION PUMPS, GENERAL PURPOSE | Active | MSH | MSH | MSH | Central Dispatch | MSH-PC Unit | Alaris Medical Systems | 8015 - PCU | 14677176 | 2016-09-28 | 2100 | 2018-09-28
69026 | INFUSION PUMPS, GENERAL PURPOSE | INFUSION PUMPS | INFUSION PUMPS, GENERAL PURPOSE | Active | MSH | MSH | MSH | Central Dispatch | MSH-PC Unit | Alaris Medical Systems | 8015 - PCU | 14677212 | 2016-09-28 | 2100 | 2018-09-28
69027 | INFUSION PUMPS, GENERAL PURPOSE | INFUSION PUMPS | INFUSION PUMPS, GENERAL PURPOSE | Active | MSH | MSH | MSH | Central Dispatch | MSH-PC Unit | Alaris Medical Systems | 8015 - PCU | 14665970 | 2016-09-28 | 2100 | 2018-09-28
69028 | INFUSION PUMPS, GENERAL PURPOSE | INFUSION PUMPS | INFUSION PUMPS, GENERAL PURPOSE | Active | MSH | MSH | MSH | Central Dispatch | MSH-PC Unit | Alaris Medical Systems | 8015 - PCU | 14666529 | 2016-09-28 | 2100 | 2018-09-28
69029 | INFUSION PUMPS, GENERAL PURPOSE | INFUSION PUMPS | INFUSION PUMPS, GENERAL PURPOSE | Active | MSH | MSH | MSH | Central Dispatch | MSH-PC Unit | Alaris Medical Systems | 8015 - PCU | 14666536 | 2016-09-28 | 2100 | 2018-09-28
69030 | INFUSION PUMPS, GENERAL PURPOSE | INFUSION PUMPS | INFUSION PUMPS, GENERAL PURPOSE | Active | MSH | MSH | MSH | Central Dispatch | MSH-PC Unit | Alaris Medical Systems | 8015 - PCU | 14676850 | 2016-09-28 | 2100 | 2018-09-28
69032 | INFUSION PUMPS, GENERAL PURPOSE | INFUSION PUMPS | INFUSION PUMPS, GENERAL PURPOSE | Active | MSH | MSH | MSH | Central Dispatch | MSH-LVP | Alaris Medical Systems | 8100 - LVP Module | 14692280 | 2016-09-28 | 1200 | 2018-09-28
69033 | INFUSION PUMPS, GENERAL PURPOSE | INFUSION PUMPS | INFUSION PUMPS, GENERAL PURPOSE | Active | MSH | MSH | MSH | Central Dispatch | MSH-LVP | Alaris Medical Systems | 8100 - LVP Module | 14692262 | 2016-09-28 | 1200 | 2018-09-28
69034 | INFUSION PUMPS, GENERAL PURPOSE | INFUSION PUMPS | INFUSION PUMPS, GENERAL PURPOSE | Active | MSH | MSH | MSH | Central Dispatch | MSH-LVP | Alaris Medical Systems | 8100 - LVP Module | 14692348 | 2016-09-28 | 1200 | 2018-09-28
69035 | INFUSION PUMPS, GENERAL PURPOSE | INFUSION PUMPS | INFUSION PUMPS, GENERAL PURPOSE | Active | MSH | MSH | MSH | Central Dispatch | MSH-LVP | Alaris Medical Systems | 8100 - LVP Module | 14692352 | 2016-09-28 | 1200 | 2018-09-28
69036 | INFUSION PUMPS, GENERAL PURPOSE | INFUSION PUMPS | INFUSION PUMPS, GENERAL PURPOSE | Active | MSH | MSH | MSH | Central Dispatch | MSH-LVP | Alaris Medical Systems | 8100 - LVP Module | 14691599 | 2016-09-28 | 1200 | 2018-09-28
69037 | INFUSION PUMPS, GENERAL PURPOSE | INFUSION PUMPS | INFUSION PUMPS, GENERAL PURPOSE | Active | MSH | MSH | MSH | Central Dispatch | MSH-LVP | Alaris Medical Systems | 8100 - LVP Module | 14692247 | 2016-09-28 | 1200 | 2018-09-28
69038 | INFUSION PUMPS, GENERAL PURPOSE | INFUSION PUMPS | INFUSION PUMPS, GENERAL PURPOSE | Active | MSH | MSH | MSH | Central Dispatch | MSH-LVP | Alaris Medical Systems | 8100 - LVP Module | 14692261 | 2016-09-28 | 1200 | 2018-09-28
69039 | INFUSION PUMPS, GENERAL PURPOSE | INFUSION PUMPS | INFUSION PUMPS, GENERAL PURPOSE | Active | MSH | MSH | MSH | Central Dispatch | MSH-LVP | Alaris Medical Systems | 8100 - LVP Module | 14692419 | 2016-09-28 | 1200 | 2018-09-28
69040 | INFUSION PUMPS, GENERAL PURPOSE | INFUSION PUMPS | INFUSION PUMPS, GENERAL PURPOSE | Active | MSH | MSH | MSH | Central Dispatch | MSH-LVP | Alaris Medical Systems | 8100 - LVP Module | 14692408 | 2016-09-28 | 1200 | 2018-09-28
69041 | INFUSION PUMPS, GENERAL PURPOSE | INFUSION PUMPS | INFUSION PUMPS, GENERAL PURPOSE | Active | MSH | MSH | MSH | Central Dispatch | MSH-LVP | Alaris Medical Systems | 8100 - LVP Module | 14692519 | 2016-09-28 | 1200 | 2018-09-28
69042 | INFUSION PUMPS, GENERAL PURPOSE | INFUSION PUMPS | INFUSION PUMPS, GENERAL PURPOSE | Active | MSH | MSH | MSH | Central Dispatch | MSH-LVP | Alaris Medical Systems | 8100 - LVP Module | 14691691 | 2016-09-28 | 1200 | 2018-09-28
69043 | INFUSION PUMPS, GENERAL PURPOSE | INFUSION PUMPS | INFUSION PUMPS, GENERAL PURPOSE | Active | MSH | MSH | MSH | Central Dispatch | MSH-LVP | Alaris Medical Systems | 8100 - LVP Module | 14692260 | 2016-09-28 | 1200 | 2018-09-28
69044 | INFUSION PUMPS, GENERAL PURPOSE | INFUSION PUMPS | INFUSION PUMPS, GENERAL PURPOSE | Active | MSH | MSH | MSH | Central Dispatch | MSH-LVP | Alaris Medical Systems | 8100 - LVP Module | 14691686 | 2016-09-28 | 1200 | 2018-09-28
69045 | INFUSION PUMPS, GENERAL PURPOSE | INFUSION PUMPS | INFUSION PUMPS, GENERAL PURPOSE | Active | MSH | MSH | MSH | Central Dispatch | MSH-LVP | Alaris Medical Systems | 8100 - LVP Module | 14692487 | 2016-09-28 | 1200 | 2018-09-28
69046 | INFUSION PUMPS, GENERAL PURPOSE | INFUSION PUMPS | INFUSION PUMPS, GENERAL PURPOSE | Active | MSH | MSH | MSH | Central Dispatch | MSH-LVP | Alaris Medical Systems | 8100 - LVP Module | 14691865 | 2016-09-28 | 1200 | 2018-09-28
69047 | INFUSION PUMPS, GENERAL PURPOSE | INFUSION PUMPS | INFUSION PUMPS, GENERAL PURPOSE | Active | MSH | MSH | MSH | Central Dispatch | MSH-LVP | Alaris Medical Systems | 8100 - LVP Module | 14691882 | 2016-09-28 | 1200 | 2018-09-28
69048 | INFUSION PUMPS, GENERAL PURPOSE | INFUSION PUMPS | INFUSION PUMPS, GENERAL PURPOSE | Active | MSH | MSH | MSH | Central Dispatch | MSH-LVP | Alaris Medical Systems | 8100 - LVP Module | 14692469 | 2016-09-28 | 1200 | 2018-09-28
69049 | INFUSION PUMPS, GENERAL PURPOSE | INFUSION PUMPS | INFUSION PUMPS, GENERAL PURPOSE | Active | MSH | MSH | MSH | Central Dispatch | MSH-LVP | Alaris Medical Systems | 8100 - LVP Module | 14691878 | 2016-09-28 | 1200 | 2018-09-28
69050 | INFUSION PUMPS, GENERAL PURPOSE | INFUSION PUMPS | INFUSION PUMPS, GENERAL PURPOSE | Active | MSH | MSH | MSH | Central Dispatch | MSH-LVP | Alaris Medical Systems | 8100 - LVP Module | 14691800 | 2016-09-28 | 1200 | 2018-09-28
69051 | INFUSION PUMPS, GENERAL PURPOSE | INFUSION PUMPS | INFUSION PUMPS, GENERAL PURPOSE | Active | MSH | MSH | MSH | Central Dispatch | MSH-LVP | Alaris Medical Systems | 8100 - LVP Module | 14692504 | 2016-09-28 | 1200 | 2018-09-28
69052 | INFUSION PUMPS, GENERAL PURPOSE | INFUSION PUMPS | INFUSION PUMPS, GENERAL PURPOSE | Active | MSH | MSH | MSH | Central Dispatch | MSH-LVP | Alaris Medical Systems | 8100 - LVP Module | 14692484 | 2016-09-28 | 1200 | 2018-09-28
69053 | INFUSION PUMPS, GENERAL PURPOSE | INFUSION PUMPS | INFUSION PUMPS, GENERAL PURPOSE | Active | MSH | MSH | MSH | Central Dispatch | MSH-LVP | Alaris Medical Systems | 8100 - LVP Module | 14692466 | 2016-09-28 | 1200 | 2018-09-28
69054 | INFUSION PUMPS, GENERAL PURPOSE | INFUSION PUMPS | INFUSION PUMPS, GENERAL PURPOSE | Active | MSH | MSH | MSH | Central Dispatch | MSH-LVP | Alaris Medical Systems | 8100 - LVP Module | 14692500 | 2016-09-28 | 1200 | 2018-09-28
69055 | INFUSION PUMPS, GENERAL PURPOSE | INFUSION PUMPS | INFUSION PUMPS, GENERAL PURPOSE | Active | MSH | MSH | MSH | Central Dispatch | MSH-LVP | Alaris Medical Systems | 8100 - LVP Module | 14692498 | 2016-09-28 | 1200 | 2018-09-28
69056 | INFUSION PUMPS, GENERAL PURPOSE | INFUSION PUMPS | INFUSION PUMPS, GENERAL PURPOSE | Active | MSH | MSH | MSH | Central Dispatch | MSH-LVP | Alaris Medical Systems | 8100 - LVP Module | 14691702 | 2016-09-28 | 1200 | 2018-09-28
69057 | INFUSION PUMPS, GENERAL PURPOSE | INFUSION PUMPS | INFUSION PUMPS, GENERAL PURPOSE | Active | MSH | MSH | MSH | Central Dispatch | MSH-LVP | Alaris Medical Systems | 8100 - LVP Module | 14691716 | 2016-09-28 | 1200 | 2018-09-28
69058 | INFUSION PUMPS, GENERAL PURPOSE | INFUSION PUMPS | INFUSION PUMPS, GENERAL PURPOSE | Active | MSH | MSH | MSH | Central Dispatch | MSH-LVP | Alaris Medical Systems | 8100 - LVP Module | 14691743 | 2016-09-28 | 1200 | 2018-09-28
69059 | INFUSION PUMPS, GENERAL PURPOSE | INFUSION PUMPS | INFUSION PUMPS, GENERAL PURPOSE | Active | MSH | MSH | MSH | Central Dispatch | MSH-LVP | Alaris Medical Systems | 8100 - LVP Module | 14692514 | 2016-09-28 | 1200 | 2018-09-28
69060 | INFUSION PUMPS, GENERAL PURPOSE | INFUSION PUMPS | INFUSION PUMPS, GENERAL PURPOSE | Active | MSH | MSH | MSH | Central Dispatch | MSH-LVP | Alaris Medical Systems | 8100 - LVP Module | 14691713 | 2016-09-28 | 1200 | 2018-09-28
69061 | INFUSION PUMPS, GENERAL PURPOSE | INFUSION PUMPS | INFUSION PUMPS, GENERAL PURPOSE | Active | MSH | MSH | MSH | Central Dispatch | MSH-LVP | Alaris Medical Systems | 8100 - LVP Module | 14691934 | 2016-09-28 | 1200 | 2018-09-28
69062 | INFUSION PUMPS, GENERAL PURPOSE | INFUSION PUMPS | INFUSION PUMPS, GENERAL PURPOSE | Active | MSH | MSH | MSH | Central Dispatch | MSH-LVP | Alaris Medical Systems | 8100 - LVP Module | 14692338 | 2016-09-28 | 1200 | 2018-09-28
69063 | INFUSION PUMPS, GENERAL PURPOSE | INFUSION PUMPS | INFUSION PUMPS, GENERAL PURPOSE | Active | MSH | MSH | MSH | Central Dispatch | MSH-LVP | Alaris Medical Systems | 8100 - LVP Module | 14692239 | 2016-09-28 | 1200 | 2018-09-28
69064 | INFUSION PUMPS, GENERAL PURPOSE | INFUSION PUMPS | INFUSION PUMPS, GENERAL PURPOSE | Active | MSH | MSH | MSH | Central Dispatch | MSH-LVP | Alaris Medical Systems | 8100 - LVP Module | 14691746 | 2016-09-28 | 1200 | 2018-09-28
69065 | INFUSION PUMPS, GENERAL PURPOSE | INFUSION PUMPS | INFUSION PUMPS, GENERAL PURPOSE | Active | MSH | MSH | MSH | Central Dispatch | MSH-LVP | Alaris Medical Systems | 8100 - LVP Module | 14691890 | 2016-09-28 | 1200 | 2018-09-28
69066 | INFUSION PUMPS, GENERAL PURPOSE | INFUSION PUMPS | INFUSION PUMPS, GENERAL PURPOSE | Active | MSH | MSH | MSH | Central Dispatch | MSH-LVP | Alaris Medical Systems | 8100 - LVP Module | 14692342 | 2016-09-28 | 1200 | 2018-09-28
69067 | INFUSION PUMPS, GENERAL PURPOSE | INFUSION PUMPS | INFUSION PUMPS, GENERAL PURPOSE | Active | MSH | MSH | MSH | Central Dispatch | MSH-LVP | Alaris Medical Systems | 8100 - LVP Module | 14692318 | 2016-09-28 | 1200 | 2018-09-28
69068 | INFUSION PUMPS, GENERAL PURPOSE | INFUSION PUMPS | INFUSION PUMPS, GENERAL PURPOSE | Active | MSH | MSH | MSH | Central Dispatch | MSH-LVP | Alaris Medical Systems | 8100 - LVP Module | 14692309 | 2016-09-28 | 1200 | 2018-09-28
69069 | INFUSION PUMPS, GENERAL PURPOSE | INFUSION PUMPS | INFUSION PUMPS, GENERAL PURPOSE | Active | MSH | MSH | MSH | Central Dispatch | MSH-LVP | Alaris Medical Systems | 8100 - LVP Module | 14692194 | 2016-09-28 | 1200 | 2018-09-28
69070 | INFUSION PUMPS, GENERAL PURPOSE | INFUSION PUMPS | INFUSION PUMPS, GENERAL PURPOSE | Active | MSH | MSH | MSH | Central Dispatch | MSH-LVP | Alaris Medical Systems | 8100 - LVP Module | 14692360 | 2016-09-28 | 1200 | 2018-09-28
69071 | INFUSION PUMPS, GENERAL PURPOSE | INFUSION PUMPS | INFUSION PUMPS, GENERAL PURPOSE | Active | MSH | MSH | MSH | Central Dispatch | MSH-LVP | Alaris Medical Systems | 8100 - LVP Module | 14692242 | 2016-09-28 | 1200 | 2018-09-28
69072 | INFUSION PUMPS, GENERAL PURPOSE | INFUSION PUMPS | INFUSION PUMPS, GENERAL PURPOSE | Active | MSH | MSH | MSH | Central Dispatch | MSH-LVP | Alaris Medical Systems | 8100 - LVP Module | 14692334 | 2016-09-28 | 1200 | 2018-09-28
69073 | INFUSION PUMPS, GENERAL PURPOSE | INFUSION PUMPS | INFUSION PUMPS, GENERAL PURPOSE | Active | MSH | MSH | MSH | Central Dispatch | MSH-LVP | Alaris Medical Systems | 8100 - LVP Module | 14692481 | 2016-09-28 | 1200 | 2018-09-28
69074 | INFUSION PUMPS, GENERAL PURPOSE | INFUSION PUMPS | INFUSION PUMPS, GENERAL PURPOSE | Active | MSH | MSH | MSH | Central Dispatch | MSH-LVP | Alaris Medical Systems | 8100 - LVP Module | 14692520 | 2016-09-28 | 1200 | 2018-09-28
69075 | INFUSION PUMPS, GENERAL PURPOSE | INFUSION PUMPS | INFUSION PUMPS, GENERAL PURPOSE | Active | MSH | MSH | MSH | Central Dispatch | MSH-LVP | Alaris Medical Systems | 8100 - LVP Module | 14691739 | 2016-09-28 | 1200 | 2018-09-28
69076 | INFUSION PUMPS, GENERAL PURPOSE | INFUSION PUMPS | INFUSION PUMPS, GENERAL PURPOSE | Active | MSH | MSH | MSH | Central Dispatch | MSH-LVP | Alaris Medical Systems | 8100 - LVP Module | 14691735 | 2016-09-28 | 1200 | 2018-09-28
69077 | INFUSION PUMPS, GENERAL PURPOSE | INFUSION PUMPS | INFUSION PUMPS, GENERAL PURPOSE | Active | MSH | MSH | MSH | Central Dispatch | MSH-LVP | Alaris Medical Systems | 8100 - LVP Module | 14691744 | 2016-09-28 | 1200 | 2018-09-28
69078 | INFUSION PUMPS, GENERAL PURPOSE | INFUSION PUMPS | INFUSION PUMPS, GENERAL PURPOSE | Active | MSH | MSH | MSH | Central Dispatch | MSH-LVP | Alaris Medical Systems | 8100 - LVP Module | 14692530 | 2016-09-28 | 1200 | 2018-09-28
69079 | INFUSION PUMPS, GENERAL PURPOSE | INFUSION PUMPS | INFUSION PUMPS, GENERAL PURPOSE | Active | MSH | MSH | MSH | Central Dispatch | MSH-LVP | Alaris Medical Systems | 8100 - LVP Module | 14691888 | 2016-09-28 | 1200 | 2018-09-28
69080 | INFUSION PUMPS, GENERAL PURPOSE | INFUSION PUMPS | INFUSION PUMPS, GENERAL PURPOSE | Active | MSH | MSH | MSH | Central Dispatch | MSH-LVP | Alaris Medical Systems | 8100 - LVP Module | 14691867 | 2016-09-28 | 1200 | 2018-09-28
69081 | INFUSION PUMPS, GENERAL PURPOSE | INFUSION PUMPS | INFUSION PUMPS, GENERAL PURPOSE | Active | MSH | MSH | MSH | Central Dispatch | MSH-LVP | Alaris Medical Systems | 8100 - LVP Module | 14692390 | 2016-09-28 | 1200 | 2018-09-28
69082 | INFUSION PUMPS, GENERAL PURPOSE | INFUSION PUMPS | INFUSION PUMPS, GENERAL PURPOSE | Active | MSH | MSH | MSH | Central Dispatch | MSH-LVP | Alaris Medical Systems | 8100 - LVP Module | 14691841 | 2016-09-28 | 1200 | 2018-09-28
69083 | INFUSION PUMPS, GENERAL PURPOSE | INFUSION PUMPS | INFUSION PUMPS, GENERAL PURPOSE | Active | MSH | MSH | MSH | Central Dispatch | MSH-LVP | Alaris Medical Systems | 8100 - LVP Module | 14692445 | 2016-09-28 | 1200 | 2018-09-28
69084 | INFUSION PUMPS, GENERAL PURPOSE | INFUSION PUMPS | INFUSION PUMPS, GENERAL PURPOSE | Active | MSH | MSH | MSH | Central Dispatch | MSH-LVP | Alaris Medical Systems | 8100 - LVP Module | 14692351 | 2016-09-28 | 1200 | 2018-09-28
69085 | INFUSION PUMPS, GENERAL PURPOSE | INFUSION PUMPS | INFUSION PUMPS, GENERAL PURPOSE | Active | MSH | MSH | MSH | Central Dispatch | MSH-LVP | Alaris Medical Systems | 8100 - LVP Module | 14692448 | 2016-09-28 | 1200 | 2018-09-28
69086 | INFUSION PUMPS, GENERAL PURPOSE | INFUSION PUMPS | INFUSION PUMPS, GENERAL PURPOSE | Active | MSH | MSH | MSH | Central Dispatch | MSH-LVP | Alaris Medical Systems | 8100 - LVP Module | 14690973 | 2016-09-28 | 1200 | 2018-09-28
69087 | INFUSION PUMPS, GENERAL PURPOSE | INFUSION PUMPS | INFUSION PUMPS, GENERAL PURPOSE | Active | MSH | MSH | MSH | Central Dispatch | MSH-LVP | Alaris Medical Systems | 8100 - LVP Module | 14690964 | 2016-09-28 | 1200 | 2018-09-28
69088 | INFUSION PUMPS, GENERAL PURPOSE | INFUSION PUMPS | INFUSION PUMPS, GENERAL PURPOSE | Active | MSH | MSH | MSH | Central Dispatch | MSH-LVP | Alaris Medical Systems | 8100 - LVP Module | 14690898 | 2016-09-28 | 1200 | 2018-09-28
69089 | INFUSION PUMPS, GENERAL PURPOSE | INFUSION PUMPS | INFUSION PUMPS, GENERAL PURPOSE | Active | MSH | MSH | MSH | Central Dispatch | MSH-LVP | Alaris Medical Systems | 8100 - LVP Module | 14690893 | 2016-09-28 | 1200 | 2018-09-28
69090 | INFUSION PUMPS, GENERAL PURPOSE | INFUSION PUMPS | INFUSION PUMPS, GENERAL PURPOSE | Active | MSH | MSH | MSH | Central Dispatch | MSH-LVP | Alaris Medical Systems | 8100 - LVP Module | 14690838 | 2016-09-28 | 1200 | 2018-09-28
69091 | INFUSION PUMPS, GENERAL PURPOSE | INFUSION PUMPS | INFUSION PUMPS, GENERAL PURPOSE | Active | MSH | MSH | MSH | Central Dispatch | MSH-LVP | Alaris Medical Systems | 8100 - LVP Module | 14690944 | 2016-09-28 | 1200 | 2018-09-28
69092 | INFUSION PUMPS, GENERAL PURPOSE | INFUSION PUMPS | INFUSION PUMPS, GENERAL PURPOSE | Active | MSH | MSH | MSH | Central Dispatch | MSH-LVP | Alaris Medical Systems | 8100 - LVP Module | 14690957 | 2016-09-28 | 1200 | 2018-09-28
69093 | INFUSION PUMPS, GENERAL PURPOSE | INFUSION PUMPS | INFUSION PUMPS, GENERAL PURPOSE | Active | MSH | MSH | MSH | Central Dispatch | MSH-LVP | Alaris Medical Systems | 8100 - LVP Module | 14690879 | 2016-09-28 | 1200 | 2018-09-28
69094 | INFUSION PUMPS, GENERAL PURPOSE | INFUSION PUMPS | INFUSION PUMPS, GENERAL PURPOSE | Active | MSH | MSH | MSH | Central Dispatch | MSH-LVP | Alaris Medical Systems | 8100 - LVP Module | 14690891 | 2016-09-28 | 1200 | 2018-09-28
69095 | INFUSION PUMPS, GENERAL PURPOSE | INFUSION PUMPS | INFUSION PUMPS, GENERAL PURPOSE | Active | MSH | MSH | MSH | Central Dispatch | MSH-LVP | Alaris Medical Systems | 8100 - LVP Module | 14691616 | 2016-09-28 | 1200 | 2018-09-28
69096 | INFUSION PUMPS, GENERAL PURPOSE | INFUSION PUMPS | INFUSION PUMPS, GENERAL PURPOSE | Active | MSH | MSH | MSH | Central Dispatch | MSH-LVP | Alaris Medical Systems | 8100 - LVP Module | 14691748 | 2016-09-28 | 1200 | 2018-09-28
69097 | INFUSION PUMPS, GENERAL PURPOSE | INFUSION PUMPS | INFUSION PUMPS, GENERAL PURPOSE | Active | MSH | MSH | MSH | Central Dispatch | MSH-LVP | Alaris Medical Systems | 8100 - LVP Module | 14691874 | 2016-09-28 | 1200 | 2018-09-28
69098 | INFUSION PUMPS, GENERAL PURPOSE | INFUSION PUMPS | INFUSION PUMPS, GENERAL PURPOSE | Active | MSH | MSH | MSH | Central Dispatch | MSH-LVP | Alaris Medical Systems | 8100 - LVP Module | 14691740 | 2016-09-28 | 1200 | 2018-09-28
69099 | INFUSION PUMPS, GENERAL PURPOSE | INFUSION PUMPS | INFUSION PUMPS, GENERAL PURPOSE | Active | MSH | MSH | MSH | Central Dispatch | MSH-LVP | Alaris Medical Systems | 8100 - LVP Module | 14692499 | 2016-09-28 | 1200 | 2018-09-28
69100 | INFUSION PUMPS, GENERAL PURPOSE | INFUSION PUMPS | INFUSION PUMPS, GENERAL PURPOSE | Active | MSH | MSH | MSH | Central Dispatch | MSH-LVP | Alaris Medical Systems | 8100 - LVP Module | 14692356 | 2016-09-28 | 1200 | 2018-09-28
69101 | INFUSION PUMPS, GENERAL PURPOSE | INFUSION PUMPS | INFUSION PUMPS, GENERAL PURPOSE | Active | MSH | MSH | MSH | Central Dispatch | MSH-LVP | Alaris Medical Systems | 8100 - LVP Module | 14691732 | 2016-09-28 | 1200 | 2018-09-28
69102 | INFUSION PUMPS, GENERAL PURPOSE | INFUSION PUMPS | INFUSION PUMPS, GENERAL PURPOSE | Active | MSH | MSH | MSH | Central Dispatch | MSH-LVP | Alaris Medical Systems | 8100 - LVP Module | 14691628 | 2016-09-28 | 1200 | 2018-09-28
69103 | INFUSION PUMPS, GENERAL PURPOSE | INFUSION PUMPS | INFUSION PUMPS, GENERAL PURPOSE | Active | MSH | MSH | MSH | Central Dispatch | MSH-LVP | Alaris Medical Systems | 8100 - LVP Module | 14692433 | 2016-09-28 | 1200 | 2018-09-28
69104 | INFUSION PUMPS, GENERAL PURPOSE | INFUSION PUMPS | INFUSION PUMPS, GENERAL PURPOSE | Active | MSH | MSH | MSH | Central Dispatch | MSH-LVP | Alaris Medical Systems | 8100 - LVP Module | 14692442 | 2016-09-28 | 1200 | 2018-09-28
69105 | INFUSION PUMPS, GENERAL PURPOSE | INFUSION PUMPS | INFUSION PUMPS, GENERAL PURPOSE | Active | MSH | MSH | MSH | Central Dispatch | MSH-LVP | Alaris Medical Systems | 8100 - LVP Module | 14692235 | 2016-09-28 | 1200 | 2018-09-28
69106 | INFUSION PUMPS, GENERAL PURPOSE | INFUSION PUMPS | INFUSION PUMPS, GENERAL PURPOSE | Active | MSH | MSH | MSH | Central Dispatch | MSH-LVP | Alaris Medical Systems | 8100 - LVP Module | 14691653 | 2016-09-28 | 1200 | 2018-09-28
69107 | INFUSION PUMPS, GENERAL PURPOSE | INFUSION PUMPS | INFUSION PUMPS, GENERAL PURPOSE | Active | MSH | MSH | MSH | Central Dispatch | MSH-LVP | Alaris Medical Systems | 8100 - LVP Module | 14691637 | 2016-09-28 | 1200 | 2018-09-28
69108 | INFUSION PUMPS, GENERAL PURPOSE | INFUSION PUMPS | INFUSION PUMPS, GENERAL PURPOSE | Active | MSH | MSH | MSH | Central Dispatch | MSH-LVP | Alaris Medical Systems | 8100 - LVP Module | 14691611 | 2016-09-28 | 1200 | 2018-09-28
69109 | INFUSION PUMPS, GENERAL PURPOSE | INFUSION PUMPS | INFUSION PUMPS, GENERAL PURPOSE | Active | MSH | MSH | MSH | Central Dispatch | MSH-LVP | Alaris Medical Systems | 8100 - LVP Module | 14691720 | 2016-09-28 | 1200 | 2018-09-28
69110 | INFUSION PUMPS, GENERAL PURPOSE | INFUSION PUMPS | INFUSION PUMPS, GENERAL PURPOSE | Active | MSH | MSH | MSH | Central Dispatch | MSH-LVP | Alaris Medical Systems | 8100 - LVP Module | 14691589 | 2016-09-28 | 1200 | 2018-09-28
69111 | INFUSION PUMPS, GENERAL PURPOSE | INFUSION PUMPS | INFUSION PUMPS, GENERAL PURPOSE | Active | MSH | MSH | MSH | Central Dispatch | MSH-LVP | Alaris Medical Systems | 8100 - LVP Module | 14690897 | 2016-09-28 | 1200 | 2018-09-28
69112 | INFUSION PUMPS, GENERAL PURPOSE | INFUSION PUMPS | INFUSION PUMPS, GENERAL PURPOSE | Active | MSH | MSH | MSH | Central Dispatch | MSH-LVP | Alaris Medical Systems | 8100 - LVP Module | 14692250 | 2016-09-28 | 1200 | 2018-09-28
69113 | INFUSION PUMPS, GENERAL PURPOSE | INFUSION PUMPS | INFUSION PUMPS, GENERAL PURPOSE | Active | MSH | MSH | MSH | Central Dispatch | MSH-LVP | Alaris Medical Systems | 8100 - LVP Module | 14692529 | 2016-09-28 | 1200 | 2018-09-28
69114 | INFUSION PUMPS, GENERAL PURPOSE | INFUSION PUMPS | INFUSION PUMPS, GENERAL PURPOSE | Active | MSH | MSH | MSH | Central Dispatch | MSH-LVP | Alaris Medical Systems | 8100 - LVP Module | 14692457 | 2016-09-28 | 1200 | 2018-09-28
69115 | INFUSION PUMPS, GENERAL PURPOSE | INFUSION PUMPS | INFUSION PUMPS, GENERAL PURPOSE | Active | MSH | MSH | MSH | Central Dispatch | MSH-LVP | Alaris Medical Systems | 8100 - LVP Module | 14690801 | 2016-09-28 | 1200 | 2018-09-28
69116 | INFUSION PUMPS, GENERAL PURPOSE | INFUSION PUMPS | INFUSION PUMPS, GENERAL PURPOSE | Active | MSH | MSH | MSH | Central Dispatch | MSH-LVP | Alaris Medical Systems | 8100 - LVP Module | 14690808 | 2016-09-28 | 1200 | 2018-09-28
69117 | INFUSION PUMPS, GENERAL PURPOSE | INFUSION PUMPS | INFUSION PUMPS, GENERAL PURPOSE | Active | MSH | MSH | MSH | Central Dispatch | MSH-LVP | Alaris Medical Systems | 8100 - LVP Module | 14692483 | 2016-09-28 | 1200 | 2018-09-28
69118 | INFUSION PUMPS, GENERAL PURPOSE | INFUSION PUMPS | INFUSION PUMPS, GENERAL PURPOSE | Active | MSH | MSH | MSH | Central Dispatch | MSH-LVP | Alaris Medical Systems | 8100 - LVP Module | 14691415 | 2016-09-28 | 1200 | 2018-09-28
69119 | INFUSION PUMPS, GENERAL PURPOSE | INFUSION PUMPS | INFUSION PUMPS, GENERAL PURPOSE | Active | MSH | MSH | MSH | Central Dispatch | MSH-LVP | Alaris Medical Systems | 8100 - LVP Module | 14690822 | 2016-09-28 | 1200 | 2018-09-28
69120 | INFUSION PUMPS, GENERAL PURPOSE | INFUSION PUMPS | INFUSION PUMPS, GENERAL PURPOSE | Active | MSH | MSH | MSH | Central Dispatch | MSH-LVP | Alaris Medical Systems | 8100 - LVP Module | 14690839 | 2016-09-28 | 1200 | 2018-09-28
69121 | INFUSION PUMPS, GENERAL PURPOSE | INFUSION PUMPS | INFUSION PUMPS, GENERAL PURPOSE | Active | MSH | MSH | MSH | Central Dispatch | MSH-LVP | Alaris Medical Systems | 8100 - LVP Module | 14691899 | 2016-09-28 | 1200 | 2018-09-28
69122 | INFUSION PUMPS, GENERAL PURPOSE | INFUSION PUMPS | INFUSION PUMPS, GENERAL PURPOSE | Active | MSH | MSH | MSH | Central Dispatch | MSH-LVP | Alaris Medical Systems | 8100 - LVP Module | 14691884 | 2016-09-28 | 1200 | 2018-09-28
69123 | INFUSION PUMPS, GENERAL PURPOSE | INFUSION PUMPS | INFUSION PUMPS, GENERAL PURPOSE | Active | MSH | MSH | MSH | Central Dispatch | MSH-LVP | Alaris Medical Systems | 8100 - LVP Module | 14691935 | 2016-09-28 | 1200 | 2018-09-28
69124 | INFUSION PUMPS, GENERAL PURPOSE | INFUSION PUMPS | INFUSION PUMPS, GENERAL PURPOSE | Active | MSH | MSH | MSH | Central Dispatch | MSH-LVP | Alaris Medical Systems | 8100 - LVP Module | 14691864 | 2016-09-28 | 1200 | 2018-09-28
69125 | INFUSION PUMPS, GENERAL PURPOSE | INFUSION PUMPS | INFUSION PUMPS, GENERAL PURPOSE | Active | MSH | MSH | MSH | Central Dispatch | MSH-LVP | Alaris Medical Systems | 8100 - LVP Module | 14690761 | 2016-09-28 | 1200 | 2018-09-28
69126 | INFUSION PUMPS, GENERAL PURPOSE | INFUSION PUMPS | INFUSION PUMPS, GENERAL PURPOSE | Active | MSH | MSH | MSH | Central Dispatch | MSH-LVP | Alaris Medical Systems | 8100 - LVP Module | 14690786 | 2016-09-28 | 1200 | 2018-09-28
69127 | INFUSION PUMPS, GENERAL PURPOSE | INFUSION PUMPS | INFUSION PUMPS, GENERAL PURPOSE | Active | MSH | MSH | MSH | Central Dispatch | MSH-LVP | Alaris Medical Systems | 8100 - LVP Module | 14690804 | 2016-09-28 | 1200 | 2018-09-28
69128 | INFUSION PUMPS, GENERAL PURPOSE | INFUSION PUMPS | INFUSION PUMPS, GENERAL PURPOSE | Active | MSH | MSH | MSH | Central Dispatch | MSH-LVP | Alaris Medical Systems | 8100 - LVP Module | 14690811 | 2016-09-28 | 1200 | 2018-09-28
69129 | INFUSION PUMPS, GENERAL PURPOSE | INFUSION PUMPS | INFUSION PUMPS, GENERAL PURPOSE | Active | MSH | MSH | MSH | Central Dispatch | MSH-LVP | Alaris Medical Systems | 8100 - LVP Module | 14690782 | 2016-09-28 | 1200 | 2018-09-28
69130 | INFUSION PUMPS, GENERAL PURPOSE | INFUSION PUMPS | INFUSION PUMPS, GENERAL PURPOSE | Active | MSH | MSH | MSH | Central Dispatch | MSH-LVP | Alaris Medical Systems | 8100 - LVP Module | 14690790 | 2016-09-28 | 1200 | 2018-09-28
69131 | INFUSION PUMPS, GENERAL PURPOSE | INFUSION PUMPS | INFUSION PUMPS, GENERAL PURPOSE | Active | MSH | MSH | MSH | Central Dispatch | MSH-LVP | Alaris Medical Systems | 8100 - LVP Module | 14690843 | 2016-09-28 | 1200 | 2018-09-28
69132 | INFUSION PUMPS, GENERAL PURPOSE | INFUSION PUMPS | INFUSION PUMPS, GENERAL PURPOSE | Active | MSH | MSH | MSH | Central Dispatch | MSH-LVP | Alaris Medical Systems | 8100 - LVP Module | 14690667 | 2016-09-28 | 1200 | 2018-09-28
69133 | INFUSION PUMPS, GENERAL PURPOSE | INFUSION PUMPS | INFUSION PUMPS, GENERAL PURPOSE | Active | MSH | MSH | MSH | Central Dispatch | MSH-LVP | Alaris Medical Systems | 8100 - LVP Module | 14692364 | 2016-09-28 | 1200 | 2018-09-28
69134 | INFUSION PUMPS, GENERAL PURPOSE | INFUSION PUMPS | INFUSION PUMPS, GENERAL PURPOSE | Active | MSH | MSH | MSH | Central Dispatch | MSH-LVP | Alaris Medical Systems | 8100 - LVP Module | 14691866 | 2016-09-28 | 1200 | 2018-09-28
69135 | INFUSION PUMPS, GENERAL PURPOSE | INFUSION PUMPS | INFUSION PUMPS, GENERAL PURPOSE | Active | MSH | MSH | MSH | Central Dispatch | MSH-LVP | Alaris Medical Systems | 8100 - LVP Module | 14690915 | 2016-09-28 | 1200 | 2018-09-28
69136 | INFUSION PUMPS, GENERAL PURPOSE | INFUSION PUMPS | INFUSION PUMPS, GENERAL PURPOSE | Active | MSH | MSH | MSH | Central Dispatch | MSH-LVP | Alaris Medical Systems | 8100 - LVP Module | 14690666 | 2016-09-28 | 1200 | 2018-09-28
69137 | INFUSION PUMPS, GENERAL PURPOSE | INFUSION PUMPS | INFUSION PUMPS, GENERAL PURPOSE | Active | MSH | MSH | MSH | Central Dispatch | MSH-LVP | Alaris Medical Systems | 8100 - LVP Module | 14692384 | 2016-09-28 | 1200 | 2018-09-28
69138 | INFUSION PUMPS, GENERAL PURPOSE | INFUSION PUMPS | INFUSION PUMPS, GENERAL PURPOSE | Active | MSH | MSH | MSH | Central Dispatch | MSH-LVP | Alaris Medical Systems | 8100 - LVP Module | 14692251 | 2016-09-28 | 1200 | 2018-09-28
69139 | INFUSION PUMPS, GENERAL PURPOSE | INFUSION PUMPS | INFUSION PUMPS, GENERAL PURPOSE | Active | MSH | MSH | MSH | Central Dispatch | MSH-LVP | Alaris Medical Systems | 8100 - LVP Module | 14692369 | 2016-09-28 | 1200 | 2018-09-28
69140 | INFUSION PUMPS, GENERAL PURPOSE | INFUSION PUMPS | INFUSION PUMPS, GENERAL PURPOSE | Active | MSH | MSH | MSH | Central Dispatch | MSH-LVP | Alaris Medical Systems | 8100 - LVP Module | 14692191 | 2016-09-28 | 1200 | 2018-09-28
69141 | INFUSION PUMPS, GENERAL PURPOSE | INFUSION PUMPS | INFUSION PUMPS, GENERAL PURPOSE | Active | MSH | MSH | MSH | Central Dispatch | MSH-LVP | Alaris Medical Systems | 8100 - LVP Module | 14691891 | 2016-09-28 | 1200 | 2018-09-28
69142 | INFUSION PUMPS, GENERAL PURPOSE | INFUSION PUMPS | INFUSION PUMPS, GENERAL PURPOSE | Active | MSH | MSH | MSH | Central Dispatch | MSH-LVP | Alaris Medical Systems | 8100 - LVP Module | 14690966 | 2016-09-28 | 1200 | 2018-09-28
69143 | INFUSION PUMPS, GENERAL PURPOSE | INFUSION PUMPS | INFUSION PUMPS, GENERAL PURPOSE | Active | MSH | MSH | MSH | Central Dispatch | MSH-LVP | Alaris Medical Systems | 8100 - LVP Module | 14690971 | 2016-09-28 | 1200 | 2018-09-28
69144 | INFUSION PUMPS, GENERAL PURPOSE | INFUSION PUMPS | INFUSION PUMPS, GENERAL PURPOSE | Active | MSH | MSH | MSH | Central Dispatch | MSH-LVP | Alaris Medical Systems | 8100 - LVP Module | 14690876 | 2016-09-28 | 1200 | 2018-09-28
69145 | INFUSION PUMPS, GENERAL PURPOSE | INFUSION PUMPS | INFUSION PUMPS, GENERAL PURPOSE | Active | MSH | MSH | MSH | Central Dispatch | MSH-LVP | Alaris Medical Systems | 8100 - LVP Module | 14690978 | 2016-09-28 | 1200 | 2018-09-28
69146 | INFUSION PUMPS, GENERAL PURPOSE | INFUSION PUMPS | INFUSION PUMPS, GENERAL PURPOSE | Active | MSH | MSH | MSH | Central Dispatch | MSH-LVP | Alaris Medical Systems | 8100 - LVP Module | 14691024 | 2016-09-28 | 1200 | 2018-09-28
69147 | INFUSION PUMPS, GENERAL PURPOSE | INFUSION PUMPS | INFUSION PUMPS, GENERAL PURPOSE | Active | MSH | MSH | MSH | Central Dispatch | MSH-LVP | Alaris Medical Systems | 8100 - LVP Module | 14691116 | 2016-09-28 | 1200 | 2018-09-28
69148 | INFUSION PUMPS, GENERAL PURPOSE | INFUSION PUMPS | INFUSION PUMPS, GENERAL PURPOSE | Active | MSH | MSH | MSH | Central Dispatch | MSH-LVP | Alaris Medical Systems | 8100 - LVP Module | 14691035 | 2016-09-28 | 1200 | 2018-09-28
69149 | INFUSION PUMPS, GENERAL PURPOSE | INFUSION PUMPS | INFUSION PUMPS, GENERAL PURPOSE | Active | MSH | MSH | MSH | Central Dispatch | MSH-LVP | Alaris Medical Systems | 8100 - LVP Module | 14690844 | 2016-09-28 | 1200 | 2018-09-28
69150 | INFUSION PUMPS, GENERAL PURPOSE | INFUSION PUMPS | INFUSION PUMPS, GENERAL PURPOSE | Active | MSH | MSH | MSH | Central Dispatch | MSH-LVP | Alaris Medical Systems | 8100 - LVP Module | 14690889 | 2016-09-28 | 1200 | 2018-09-28
69151 | INFUSION PUMPS, GENERAL PURPOSE | INFUSION PUMPS | INFUSION PUMPS, GENERAL PURPOSE | Active | MSH | MSH | MSH | Central Dispatch | MSH-LVP | Alaris Medical Systems | 8100 - LVP Module | 14691405 | 2016-09-28 | 1200 | 2018-09-28
69152 | INFUSION PUMPS, GENERAL PURPOSE | INFUSION PUMPS | INFUSION PUMPS, GENERAL PURPOSE | Active | MSH | MSH | MSH | Central Dispatch | MSH-LVP | Alaris Medical Systems | 8100 - LVP Module | 14691376 | 2016-09-28 | 1200 | 2018-09-28
69153 | INFUSION PUMPS, GENERAL PURPOSE | INFUSION PUMPS | INFUSION PUMPS, GENERAL PURPOSE | Active | MSH | MSH | MSH | Central Dispatch | MSH-LVP | Alaris Medical Systems | 8100 - LVP Module | 14690961 | 2016-09-28 | 1200 | 2018-09-28
69154 | INFUSION PUMPS, GENERAL PURPOSE | INFUSION PUMPS | INFUSION PUMPS, GENERAL PURPOSE | Active | MSH | MSH | MSH | Central Dispatch | MSH-LVP | Alaris Medical Systems | 8100 - LVP Module | 14691020 | 2016-09-28 | 1200 | 2018-09-28
69155 | INFUSION PUMPS, GENERAL PURPOSE | INFUSION PUMPS | INFUSION PUMPS, GENERAL PURPOSE | Active | MSH | MSH | MSH | Central Dispatch | MSH-LVP | Alaris Medical Systems | 8100 - LVP Module | 14690834 | 2016-09-28 | 1200 | 2018-09-28
69156 | INFUSION PUMPS, GENERAL PURPOSE | INFUSION PUMPS | INFUSION PUMPS, GENERAL PURPOSE | Active | MSH | MSH | MSH | Central Dispatch | MSH-LVP | Alaris Medical Systems | 8100 - LVP Module | 14690943 | 2016-09-28 | 1200 | 2018-09-28
69157 | INFUSION PUMPS, GENERAL PURPOSE | INFUSION PUMPS | INFUSION PUMPS, GENERAL PURPOSE | Active | MSH | MSH | MSH | Central Dispatch | MSH-LVP | Alaris Medical Systems | 8100 - LVP Module | 14690941 | 2016-09-28 | 1200 | 2018-09-28
69158 | INFUSION PUMPS, GENERAL PURPOSE | INFUSION PUMPS | INFUSION PUMPS, GENERAL PURPOSE | Active | MSH | MSH | MSH | Central Dispatch | MSH-LVP | Alaris Medical Systems | 8100 - LVP Module | 14690954 | 2016-09-28 | 1200 | 2018-09-28
69159 | INFUSION PUMPS, GENERAL PURPOSE | INFUSION PUMPS | INFUSION PUMPS, GENERAL PURPOSE | Active | MSH | MSH | MSH | Central Dispatch | MSH-LVP | Alaris Medical Systems | 8100 - LVP Module | 14690969 | 2016-09-28 | 1200 | 2018-09-28
69160 | INFUSION PUMPS, GENERAL PURPOSE | INFUSION PUMPS | INFUSION PUMPS, GENERAL PURPOSE | Active | MSH | MSH | MSH | Central Dispatch | MSH-LVP | Alaris Medical Systems | 8100 - LVP Module | 14690942 | 2016-09-28 | 1200 | 2018-09-28
69161 | INFUSION PUMPS, GENERAL PURPOSE | INFUSION PUMPS | INFUSION PUMPS, GENERAL PURPOSE | Active | MSH | MSH | MSH | Central Dispatch | MSH-LVP | Alaris Medical Systems | 8100 - LVP Module | 14690967 | 2016-09-28 | 1200 | 2018-09-28
69162 | INFUSION PUMPS, GENERAL PURPOSE | INFUSION PUMPS | INFUSION PUMPS, GENERAL PURPOSE | Active | MSH | MSH | MSH | Central Dispatch | MSH-LVP | Alaris Medical Systems | 8100 - LVP Module | 14690949 | 2016-09-28 | 1200 | 2018-09-28
69163 | INFUSION PUMPS, GENERAL PURPOSE | INFUSION PUMPS | INFUSION PUMPS, GENERAL PURPOSE | Active | MSH | MSH | MSH | Central Dispatch | MSH-LVP | Alaris Medical Systems | 8100 - LVP Module | 14690985 | 2016-09-28 | 1200 | 2018-09-28
69164 | INFUSION PUMPS, GENERAL PURPOSE | INFUSION PUMPS | INFUSION PUMPS, GENERAL PURPOSE | Active | MSH | MSH | MSH | Central Dispatch | MSH-LVP | Alaris Medical Systems | 8100 - LVP Module | 14691012 | 2016-09-28 | 1200 | 2018-09-28
69165 | INFUSION PUMPS, GENERAL PURPOSE | INFUSION PUMPS | INFUSION PUMPS, GENERAL PURPOSE | Active | MSH | MSH | MSH | Central Dispatch | MSH-LVP | Alaris Medical Systems | 8100 - LVP Module | 14691015 | 2016-09-28 | 1200 | 2018-09-28
69166 | INFUSION PUMPS, GENERAL PURPOSE | INFUSION PUMPS | INFUSION PUMPS, GENERAL PURPOSE | Active | MSH | MSH | MSH | Central Dispatch | MSH-LVP | Alaris Medical Systems | 8100 - LVP Module | 14691052 | 2016-09-28 | 1200 | 2018-09-28
69167 | INFUSION PUMPS, GENERAL PURPOSE | INFUSION PUMPS | INFUSION PUMPS, GENERAL PURPOSE | Active | MSH | MSH | MSH | Central Dispatch | MSH-LVP | Alaris Medical Systems | 8100 - LVP Module | 14690989 | 2016-09-28 | 1200 | 2018-09-28
69168 | INFUSION PUMPS, GENERAL PURPOSE | INFUSION PUMPS | INFUSION PUMPS, GENERAL PURPOSE | Active | MSH | MSH | MSH | Central Dispatch | MSH-LVP | Alaris Medical Systems | 8100 - LVP Module | 14691085 | 2016-09-28 | 1200 | 2018-09-28
69169 | INFUSION PUMPS, GENERAL PURPOSE | INFUSION PUMPS | INFUSION PUMPS, GENERAL PURPOSE | Active | MSH | MSH | MSH | Central Dispatch | MSH-LVP | Alaris Medical Systems | 8100 - LVP Module | 14691478 | 2016-09-28 | 1200 | 2018-09-28
69170 | INFUSION PUMPS, GENERAL PURPOSE | INFUSION PUMPS | INFUSION PUMPS, GENERAL PURPOSE | Active | MSH | MSH | MSH | Central Dispatch | MSH-LVP | Alaris Medical Systems | 8100 - LVP Module | 14691517 | 2016-09-28 | 1200 | 2018-09-28
69171 | INFUSION PUMPS, GENERAL PURPOSE | INFUSION PUMPS | INFUSION PUMPS, GENERAL PURPOSE | Active | MSH | MSH | MSH | Central Dispatch | MSH-LVP | Alaris Medical Systems | 8100 - LVP Module | 14691513 | 2016-09-28 | 1200 | 2018-09-28
69172 | INFUSION PUMPS, GENERAL PURPOSE | INFUSION PUMPS | INFUSION PUMPS, GENERAL PURPOSE | Active | MSH | MSH | MSH | Central Dispatch | MSH-LVP | Alaris Medical Systems | 8100 - LVP Module | 14691502 | 2016-09-28 | 1200 | 2018-09-28
69173 | INFUSION PUMPS, GENERAL PURPOSE | INFUSION PUMPS | INFUSION PUMPS, GENERAL PURPOSE | Active | MSH | MSH | MSH | Central Dispatch | MSH-LVP | Alaris Medical Systems | 8100 - LVP Module | 14691100 | 2016-09-28 | 1200 | 2018-09-28
69174 | INFUSION PUMPS, GENERAL PURPOSE | INFUSION PUMPS | INFUSION PUMPS, GENERAL PURPOSE | Active | MSH | MSH | MSH | Central Dispatch | MSH-LVP | Alaris Medical Systems | 8100 - LVP Module | 14691064 | 2016-09-28 | 1200 | 2018-09-28
69175 | INFUSION PUMPS, GENERAL PURPOSE | INFUSION PUMPS | INFUSION PUMPS, GENERAL PURPOSE | Active | MSH | MSH | MSH | Central Dispatch | MSH-LVP | Alaris Medical Systems | 8100 - LVP Module | 14691379 | 2016-09-28 | 1200 | 2018-09-28
69176 | INFUSION PUMPS, GENERAL PURPOSE | INFUSION PUMPS | INFUSION PUMPS, GENERAL PURPOSE | Active | MSH | MSH | MSH | Central Dispatch | MSH-LVP | Alaris Medical Systems | 8100 - LVP Module | 14691381 | 2016-09-28 | 1200 | 2018-09-28
69177 | INFUSION PUMPS, GENERAL PURPOSE | INFUSION PUMPS | INFUSION PUMPS, GENERAL PURPOSE | Active | MSH | MSH | MSH | Central Dispatch | MSH-LVP | Alaris Medical Systems | 8100 - LVP Module | 14691237 | 2016-09-28 | 1200 | 2018-09-28
69178 | INFUSION PUMPS, GENERAL PURPOSE | INFUSION PUMPS | INFUSION PUMPS, GENERAL PURPOSE | Active | MSH | MSH | MSH | Central Dispatch | MSH-LVP | Alaris Medical Systems | 8100 - LVP Module | 14691199 | 2016-09-28 | 1200 | 2018-09-28
69179 | INFUSION PUMPS, GENERAL PURPOSE | INFUSION PUMPS | INFUSION PUMPS, GENERAL PURPOSE | Active | MSH | MSH | MSH | Central Dispatch | MSH-LVP | Alaris Medical Systems | 8100 - LVP Module | 14691196 | 2016-09-28 | 1200 | 2018-09-28
69180 | INFUSION PUMPS, GENERAL PURPOSE | INFUSION PUMPS | INFUSION PUMPS, GENERAL PURPOSE | Active | MSH | MSH | MSH | Central Dispatch | MSH-LVP | Alaris Medical Systems | 8100 - LVP Module | 14691162 | 2016-09-28 | 1200 | 2018-09-28
69181 | INFUSION PUMPS, GENERAL PURPOSE | INFUSION PUMPS | INFUSION PUMPS, GENERAL PURPOSE | Active | MSH | MSH | MSH | Central Dispatch | MSH-LVP | Alaris Medical Systems | 8100 - LVP Module | 14691390 | 2016-09-28 | 1200 | 2018-09-28
69182 | INFUSION PUMPS, GENERAL PURPOSE | INFUSION PUMPS | INFUSION PUMPS, GENERAL PURPOSE | Active | MSH | MSH | MSH | Central Dispatch | MSH-LVP | Alaris Medical Systems | 8100 - LVP Module | 14691385 | 2016-09-28 | 1200 | 2018-09-28
69183 | INFUSION PUMPS, GENERAL PURPOSE | INFUSION PUMPS | INFUSION PUMPS, GENERAL PURPOSE | Active | MSH | MSH | MSH | Central Dispatch | MSH-LVP | Alaris Medical Systems | 8100 - LVP Module | 14691128 | 2016-09-28 | 1200 | 2018-09-28
69184 | INFUSION PUMPS, GENERAL PURPOSE | INFUSION PUMPS | INFUSION PUMPS, GENERAL PURPOSE | Active | MSH | MSH | MSH | Central Dispatch | MSH-LVP | Alaris Medical Systems | 8100 - LVP Module | 14691409 | 2016-09-28 | 1200 | 2018-09-28
69185 | INFUSION PUMPS, GENERAL PURPOSE | INFUSION PUMPS | INFUSION PUMPS, GENERAL PURPOSE | Active | MSH | MSH | MSH | Central Dispatch | MSH-LVP | Alaris Medical Systems | 8100 - LVP Module | 14691033 | 2016-09-28 | 1200 | 2018-09-28
69186 | INFUSION PUMPS, GENERAL PURPOSE | INFUSION PUMPS | INFUSION PUMPS, GENERAL PURPOSE | Active | MSH | MSH | MSH | Central Dispatch | MSH-LVP | Alaris Medical Systems | 8100 - LVP Module | 14691104 | 2016-09-28 | 1200 | 2018-09-28
69187 | INFUSION PUMPS, GENERAL PURPOSE | INFUSION PUMPS | INFUSION PUMPS, GENERAL PURPOSE | Active | MSH | MSH | MSH | Central Dispatch | MSH-LVP | Alaris Medical Systems | 8100 - LVP Module | 14691203 | 2016-09-28 | 1200 | 2018-09-28
69188 | INFUSION PUMPS, GENERAL PURPOSE | INFUSION PUMPS | INFUSION PUMPS, GENERAL PURPOSE | Active | MSH | MSH | MSH | Central Dispatch | MSH-LVP | Alaris Medical Systems | 8100 - LVP Module | 14691187 | 2016-09-28 | 1200 | 2018-09-28
69189 | INFUSION PUMPS, GENERAL PURPOSE | INFUSION PUMPS | INFUSION PUMPS, GENERAL PURPOSE | Active | MSH | MSH | MSH | Central Dispatch | MSH-LVP | Alaris Medical Systems | 8100 - LVP Module | 14691638 | 2016-09-28 | 1200 | 2018-09-28
69190 | INFUSION PUMPS, GENERAL PURPOSE | INFUSION PUMPS | INFUSION PUMPS, GENERAL PURPOSE | Active | MSH | MSH | MSH | Central Dispatch | MSH-LVP | Alaris Medical Systems | 8100 - LVP Module | 14691615 | 2016-09-28 | 1200 | 2018-09-28
69191 | INFUSION PUMPS, GENERAL PURPOSE | INFUSION PUMPS | INFUSION PUMPS, GENERAL PURPOSE | Active | MSH | MSH | MSH | Central Dispatch | MSH-LVP | Alaris Medical Systems | 8100 - LVP Module | 14691626 | 2016-09-28 | 1200 | 2018-09-28
69192 | INFUSION PUMPS, GENERAL PURPOSE | INFUSION PUMPS | INFUSION PUMPS, GENERAL PURPOSE | Active | MSH | MSH | MSH | Central Dispatch | MSH-LVP | Alaris Medical Systems | 8100 - LVP Module | 14692470 | 2016-09-28 | 1200 | 2018-09-28
69193 | INFUSION PUMPS, GENERAL PURPOSE | INFUSION PUMPS | INFUSION PUMPS, GENERAL PURPOSE | Active | MSH | MSH | MSH | Central Dispatch | MSH-LVP | Alaris Medical Systems | 8100 - LVP Module | 14691822 | 2016-09-28 | 1200 | 2018-09-28
69194 | INFUSION PUMPS, GENERAL PURPOSE | INFUSION PUMPS | INFUSION PUMPS, GENERAL PURPOSE | Active | MSH | MSH | MSH | Central Dispatch | MSH-LVP | Alaris Medical Systems | 8100 - LVP Module | 14692218 | 2016-09-28 | 1200 | 2018-09-28
69195 | INFUSION PUMPS, GENERAL PURPOSE | INFUSION PUMPS | INFUSION PUMPS, GENERAL PURPOSE | Active | MSH | MSH | MSH | Central Dispatch | MSH-LVP | Alaris Medical Systems | 8100 - LVP Module | 14692268 | 2016-09-28 | 1200 | 2018-09-28
69196 | INFUSION PUMPS, GENERAL PURPOSE | INFUSION PUMPS | INFUSION PUMPS, GENERAL PURPOSE | Active | MSH | MSH | MSH | Central Dispatch | MSH-LVP | Alaris Medical Systems | 8100 - LVP Module | 14691646 | 2016-09-28 | 1200 | 2018-09-28
69197 | INFUSION PUMPS, GENERAL PURPOSE | INFUSION PUMPS | INFUSION PUMPS, GENERAL PURPOSE | Active | MSH | MSH | MSH | Central Dispatch | MSH-LVP | Alaris Medical Systems | 8100 - LVP Module | 14691641 | 2016-09-28 | 1200 | 2018-09-28
69198 | INFUSION PUMPS, GENERAL PURPOSE | INFUSION PUMPS | INFUSION PUMPS, GENERAL PURPOSE | Active | MSH | MSH | MSH | Central Dispatch | MSH-LVP | Alaris Medical Systems | 8100 - LVP Module | 14691420 | 2016-09-28 | 1200 | 2018-09-28
69199 | INFUSION PUMPS, GENERAL PURPOSE | INFUSION PUMPS | INFUSION PUMPS, GENERAL PURPOSE | Active | MSH | MSH | MSH | Central Dispatch | MSH-LVP | Alaris Medical Systems | 8100 - LVP Module | 14691647 | 2016-09-28 | 1200 | 2018-09-28
69200 | INFUSION PUMPS, GENERAL PURPOSE | INFUSION PUMPS | INFUSION PUMPS, GENERAL PURPOSE | Active | MSH | MSH | MSH | Central Dispatch | MSH-LVP | Alaris Medical Systems | 8100 - LVP Module | 14691595 | 2016-09-28 | 1200 | 2018-09-28
69201 | INFUSION PUMPS, GENERAL PURPOSE | INFUSION PUMPS | INFUSION PUMPS, GENERAL PURPOSE | Active | MSH | MSH | MSH | Central Dispatch | MSH-LVP | Alaris Medical Systems | 8100 - LVP Module | 14691580 | 2016-09-28 | 1200 | 2018-09-28
69202 | INFUSION PUMPS, GENERAL PURPOSE | INFUSION PUMPS | INFUSION PUMPS, GENERAL PURPOSE | Active | MSH | MSH | MSH | Central Dispatch | MSH-LVP | Alaris Medical Systems | 8100 - LVP Module | 14691635 | 2016-09-28 | 1200 | 2018-09-28
69203 | INFUSION PUMPS, GENERAL PURPOSE | INFUSION PUMPS | INFUSION PUMPS, GENERAL PURPOSE | Active | MSH | MSH | MSH | Central Dispatch | MSH-LVP | Alaris Medical Systems | 8100 - LVP Module | 14691620 | 2016-09-28 | 1200 | 2018-09-28
69204 | INFUSION PUMPS, GENERAL PURPOSE | INFUSION PUMPS | INFUSION PUMPS, GENERAL PURPOSE | Active | MSH | MSH | MSH | Central Dispatch | MSH-LVP | Alaris Medical Systems | 8100 - LVP Module | 14692223 | 2016-09-28 | 1200 | 2018-09-28
69205 | INFUSION PUMPS, GENERAL PURPOSE | INFUSION PUMPS | INFUSION PUMPS, GENERAL PURPOSE | Active | MSH | MSH | MSH | Central Dispatch | MSH-LVP | Alaris Medical Systems | 8100 - LVP Module | 14692335 | 2016-09-28 | 1200 | 2018-09-28
69206 | INFUSION PUMPS, GENERAL PURPOSE | INFUSION PUMPS | INFUSION PUMPS, GENERAL PURPOSE | Active | MSH | MSH | MSH | Central Dispatch | MSH-LVP | Alaris Medical Systems | 8100 - LVP Module | 14691727 | 2016-09-28 | 1200 | 2018-09-28
69207 | INFUSION PUMPS, GENERAL PURPOSE | INFUSION PUMPS | INFUSION PUMPS, GENERAL PURPOSE | Active | MSH | MSH | MSH | Central Dispatch | MSH-LVP | Alaris Medical Systems | 8100 - LVP Module | 14692463 | 2016-09-28 | 1200 | 2018-09-28
69208 | INFUSION PUMPS, GENERAL PURPOSE | INFUSION PUMPS | INFUSION PUMPS, GENERAL PURPOSE | Active | MSH | MSH | MSH | Central Dispatch | MSH-LVP | Alaris Medical Systems | 8100 - LVP Module | 14691861 | 2016-09-28 | 1200 | 2018-09-28
69209 | INFUSION PUMPS, GENERAL PURPOSE | INFUSION PUMPS | INFUSION PUMPS, GENERAL PURPOSE | Active | MSH | MSH | MSH | Central Dispatch | MSH-LVP | Alaris Medical Systems | 8100 - LVP Module | 14691856 | 2016-09-28 | 1200 | 2018-09-28
69210 | INFUSION PUMPS, GENERAL PURPOSE | INFUSION PUMPS | INFUSION PUMPS, GENERAL PURPOSE | Active | MSH | MSH | MSH | Central Dispatch | MSH-LVP | Alaris Medical Systems | 8100 - LVP Module | 14692418 | 2016-09-28 | 1200 | 2018-09-28
69211 | INFUSION PUMPS, GENERAL PURPOSE | INFUSION PUMPS | INFUSION PUMPS, GENERAL PURPOSE | Active | MSH | MSH | MSH | Central Dispatch | MSH-LVP | Alaris Medical Systems | 8100 - LVP Module | 14692425 | 2016-09-28 | 1200 | 2018-09-28
69212 | INFUSION PUMPS, GENERAL PURPOSE | INFUSION PUMPS | INFUSION PUMPS, GENERAL PURPOSE | Active | MSH | MSH | MSH | Central Dispatch | MSH-LVP | Alaris Medical Systems | 8100 - LVP Module | 14691726 | 2016-09-28 | 1200 | 2018-09-28
69213 | INFUSION PUMPS, GENERAL PURPOSE | INFUSION PUMPS | INFUSION PUMPS, GENERAL PURPOSE | Active | MSH | MSH | MSH | Central Dispatch | MSH-LVP | Alaris Medical Systems | 8100 - LVP Module | 14691658 | 2016-09-28 | 1200 | 2018-09-28
69214 | INFUSION PUMPS, GENERAL PURPOSE | INFUSION PUMPS | INFUSION PUMPS, GENERAL PURPOSE | Active | MSH | MSH | MSH | Central Dispatch | MSH-LVP | Alaris Medical Systems | 8100 - LVP Module | 14691632 | 2016-09-28 | 1200 | 2018-09-28
69215 | INFUSION PUMPS, GENERAL PURPOSE | INFUSION PUMPS | INFUSION PUMPS, GENERAL PURPOSE | Active | MSH | MSH | MSH | Central Dispatch | MSH-LVP | Alaris Medical Systems | 8100 - LVP Module | 14691657 | 2016-09-28 | 1200 | 2018-09-28
69216 | INFUSION PUMPS, GENERAL PURPOSE | INFUSION PUMPS | INFUSION PUMPS, GENERAL PURPOSE | Active | MSH | MSH | MSH | Central Dispatch | MSH-LVP | Alaris Medical Systems | 8100 - LVP Module | 14691598 | 2016-09-28 | 1200 | 2018-09-28
69217 | INFUSION PUMPS, GENERAL PURPOSE | INFUSION PUMPS | INFUSION PUMPS, GENERAL PURPOSE | Active | MSH | MSH | MSH | Central Dispatch | MSH-LVP | Alaris Medical Systems | 8100 - LVP Module | 14691583 | 2016-09-28 | 1200 | 2018-09-28
69218 | INFUSION PUMPS, GENERAL PURPOSE | INFUSION PUMPS | INFUSION PUMPS, GENERAL PURPOSE | Active | MSH | MSH | MSH | Central Dispatch | MSH-LVP | Alaris Medical Systems | 8100 - LVP Module | 14691597 | 2016-09-28 | 1200 | 2018-09-28
69219 | INFUSION PUMPS, GENERAL PURPOSE | INFUSION PUMPS | INFUSION PUMPS, GENERAL PURPOSE | Active | MSH | MSH | MSH | Central Dispatch | MSH-LVP | Alaris Medical Systems | 8100 - LVP Module | 14691593 | 2016-09-28 | 1200 | 2018-09-28
69220 | INFUSION PUMPS, GENERAL PURPOSE | INFUSION PUMPS | INFUSION PUMPS, GENERAL PURPOSE | Active | MSH | MSH | MSH | Central Dispatch | MSH-LVP | Alaris Medical Systems | 8100 - LVP Module | 14692241 | 2016-09-28 | 1200 | 2018-09-28
69221 | INFUSION PUMPS, GENERAL PURPOSE | INFUSION PUMPS | INFUSION PUMPS, GENERAL PURPOSE | Active | MSH | MSH | MSH | Central Dispatch | MSH-LVP | Alaris Medical Systems | 8100 - LVP Module | 14691634 | 2016-09-28 | 1200 | 2018-09-28
69222 | INFUSION PUMPS, GENERAL PURPOSE | INFUSION PUMPS | INFUSION PUMPS, GENERAL PURPOSE | Active | MSH | MSH | MSH | Central Dispatch | MSH-LVP | Alaris Medical Systems | 8100 - LVP Module | 14692288 | 2016-09-28 | 1200 | 2018-09-28
69223 | INFUSION PUMPS, GENERAL PURPOSE | INFUSION PUMPS | INFUSION PUMPS, GENERAL PURPOSE | Active | MSH | MSH | MSH | Central Dispatch | MSH-LVP | Alaris Medical Systems | 8100 - LVP Module | 14692258 | 2016-09-28 | 1200 | 2018-09-28
69224 | INFUSION PUMPS, GENERAL PURPOSE | INFUSION PUMPS | INFUSION PUMPS, GENERAL PURPOSE | Active | MSH | MSH | MSH | Central Dispatch | MSH-LVP | Alaris Medical Systems | 8100 - LVP Module | 14692461 | 2016-09-28 | 1200 | 2018-09-28
69225 | INFUSION PUMPS, GENERAL PURPOSE | INFUSION PUMPS | INFUSION PUMPS, GENERAL PURPOSE | Active | MSH | MSH | MSH | Central Dispatch | MSH-LVP | Alaris Medical Systems | 8100 - LVP Module | 14692414 | 2016-09-28 | 1200 | 2018-09-28
69226 | INFUSION PUMPS, GENERAL PURPOSE | INFUSION PUMPS | INFUSION PUMPS, GENERAL PURPOSE | Active | MSH | MSH | MSH | Central Dispatch | MSH-LVP | Alaris Medical Systems | 8100 - LVP Module | 14690783 | 2016-09-28 | 1200 | 2018-09-28
69227 | INFUSION PUMPS, GENERAL PURPOSE | INFUSION PUMPS | INFUSION PUMPS, GENERAL PURPOSE | Active | MSH | MSH | MSH | Central Dispatch | MSH-LVP | Alaris Medical Systems | 8100 - LVP Module | 14692188 | 2016-09-28 | 1200 | 2018-09-28
69228 | INFUSION PUMPS, GENERAL PURPOSE | INFUSION PUMPS | INFUSION PUMPS, GENERAL PURPOSE | Active | MSH | MSH | MSH | Central Dispatch | MSH-LVP | Alaris Medical Systems | 8100 - LVP Module | 14690788 | 2016-09-28 | 1200 | 2018-09-28
69229 | INFUSION PUMPS, GENERAL PURPOSE | INFUSION PUMPS | INFUSION PUMPS, GENERAL PURPOSE | Active | MSH | MSH | MSH | Central Dispatch | MSH-LVP | Alaris Medical Systems | 8100 - LVP Module | 14690829 | 2016-09-28 | 1200 | 2018-09-28
69230 | INFUSION PUMPS, GENERAL PURPOSE | INFUSION PUMPS | INFUSION PUMPS, GENERAL PURPOSE | Active | MSH | MSH | MSH | Central Dispatch | MSH-LVP | Alaris Medical Systems | 8100 - LVP Module | 14692370 | 2016-09-28 | 1200 | 2018-09-28
69231 | INFUSION PUMPS, GENERAL PURPOSE | INFUSION PUMPS | INFUSION PUMPS, GENERAL PURPOSE | Active | MSH | MSH | MSH | Central Dispatch | MSH-LVP | Alaris Medical Systems | 8100 - LVP Module | 14690787 | 2016-09-28 | 1200 | 2018-09-28
69232 | INFUSION PUMPS, GENERAL PURPOSE | INFUSION PUMPS | INFUSION PUMPS, GENERAL PURPOSE | Active | MSH | MSH | MSH | Central Dispatch | MSH-LVP | Alaris Medical Systems | 8100 - LVP Module | 14693192 | 2016-09-28 | 1200 | 2018-09-28
69233 | INFUSION PUMPS, GENERAL PURPOSE | INFUSION PUMPS | INFUSION PUMPS, GENERAL PURPOSE | Active | MSH | MSH | MSH | Central Dispatch | MSH-LVP | Alaris Medical Systems | 8100 - LVP Module | 14693179 | 2016-09-28 | 1200 | 2018-09-28
69234 | INFUSION PUMPS, GENERAL PURPOSE | INFUSION PUMPS | INFUSION PUMPS, GENERAL PURPOSE | Active | MSH | MSH | MSH | Central Dispatch | MSH-LVP | Alaris Medical Systems | 8100 - LVP Module | 14693626 | 2016-09-28 | 1200 | 2018-09-28
69235 | INFUSION PUMPS, GENERAL PURPOSE | INFUSION PUMPS | INFUSION PUMPS, GENERAL PURPOSE | Active | MSH | MSH | MSH | Central Dispatch | MSH-LVP | Alaris Medical Systems | 8100 - LVP Module | 14693188 | 2016-09-28 | 1200 | 2018-09-28
69236 | INFUSION PUMPS, GENERAL PURPOSE | INFUSION PUMPS | INFUSION PUMPS, GENERAL PURPOSE | Active | MSH | MSH | MSH | Central Dispatch | MSH-LVP | Alaris Medical Systems | 8100 - LVP Module | 14693628 | 2016-09-28 | 1200 | 2018-09-28
69237 | INFUSION PUMPS, GENERAL PURPOSE | INFUSION PUMPS | INFUSION PUMPS, GENERAL PURPOSE | Active | MSH | MSH | MSH | Central Dispatch | MSH-LVP | Alaris Medical Systems | 8100 - LVP Module | 14693673 | 2016-09-28 | 1200 | 2018-09-28
69238 | INFUSION PUMPS, GENERAL PURPOSE | INFUSION PUMPS | INFUSION PUMPS, GENERAL PURPOSE | Active | MSH | MSH | MSH | Central Dispatch | MSH-LVP | Alaris Medical Systems | 8100 - LVP Module | 14693601 | 2016-09-28 | 1200 | 2018-09-28
69239 | INFUSION PUMPS, GENERAL PURPOSE | INFUSION PUMPS | INFUSION PUMPS, GENERAL PURPOSE | Active | MSH | MSH | MSH | Central Dispatch | MSH-LVP | Alaris Medical Systems | 8100 - LVP Module | 14693191 | 2016-09-28 | 1200 | 2018-09-28
69240 | INFUSION PUMPS, GENERAL PURPOSE | INFUSION PUMPS | INFUSION PUMPS, GENERAL PURPOSE | Active | MSH | MSH | MSH | Central Dispatch | MSH-LVP | Alaris Medical Systems | 8100 - LVP Module | 14693115 | 2016-10-28 | 1200 | 2018-09-28
69241 | INFUSION PUMPS, GENERAL PURPOSE | INFUSION PUMPS | INFUSION PUMPS, GENERAL PURPOSE | Active | MSH | MSH | MSH | Central Dispatch | MSH-LVP | Alaris Medical Systems | 8100 - LVP Module | 14693147 | 2016-09-28 | 1200 | 2018-09-28
69242 | INFUSION PUMPS, GENERAL PURPOSE | INFUSION PUMPS | INFUSION PUMPS, GENERAL PURPOSE | Active | MSH | MSH | MSH | Central Dispatch | MSH-LVP | Alaris Medical Systems | 8100 - LVP Module | 14693194 | 2016-09-28 | 1200 | 2018-09-28
69243 | INFUSION PUMPS, GENERAL PURPOSE | INFUSION PUMPS | INFUSION PUMPS, GENERAL PURPOSE | Active | MSH | MSH | MSH | Central Dispatch | MSH-LVP | Alaris Medical Systems | 8100 - LVP Module | 14693632 | 2016-09-28 | 1200 | 2018-09-28
69244 | INFUSION PUMPS, GENERAL PURPOSE | INFUSION PUMPS | INFUSION PUMPS, GENERAL PURPOSE | Active | MSH | MSH | MSH | Central Dispatch | MSH-LVP | Alaris Medical Systems | 8100 - LVP Module | 14693676 | 2016-09-28 | 1200 | 2018-09-28
69245 | INFUSION PUMPS, GENERAL PURPOSE | INFUSION PUMPS | INFUSION PUMPS, GENERAL PURPOSE | Active | MSH | MSH | MSH | Central Dispatch | MSH-LVP | Alaris Medical Systems | 8100 - LVP Module | 14693161 | 2016-09-28 | 1200 | 2018-09-28
69246 | INFUSION PUMPS, GENERAL PURPOSE | INFUSION PUMPS | INFUSION PUMPS, GENERAL PURPOSE | Active | MSH | MSH | MSH | Central Dispatch | MSH-LVP | Alaris Medical Systems | 8100 - LVP Module | 14693136 | 2016-09-28 | 1200 | 2018-09-28
69247 | INFUSION PUMPS, GENERAL PURPOSE | INFUSION PUMPS | INFUSION PUMPS, GENERAL PURPOSE | Active | MSH | MSH | MSH | Central Dispatch | MSH-LVP | Alaris Medical Systems | 8100 - LVP Module | 14693633 | 2016-09-28 | 1200 | 2018-09-28
69248 | INFUSION PUMPS, GENERAL PURPOSE | INFUSION PUMPS | INFUSION PUMPS, GENERAL PURPOSE | Active | MSH | MSH | MSH | Central Dispatch | MSH-LVP | Alaris Medical Systems | 8100 - LVP Module | 14693660 | 2016-09-28 | 1200 | 2018-09-28
69249 | INFUSION PUMPS, GENERAL PURPOSE | INFUSION PUMPS | INFUSION PUMPS, GENERAL PURPOSE | Active | MSH | MSH | MSH | Central Dispatch | MSH-LVP | Alaris Medical Systems | 8100 - LVP Module | 14691491 | 2016-09-28 | 1200 | 2018-09-28
69250 | INFUSION PUMPS, GENERAL PURPOSE | INFUSION PUMPS | INFUSION PUMPS, GENERAL PURPOSE | Active | MSH | MSH | MSH | Central Dispatch | MSH-LVP | Alaris Medical Systems | 8100 - LVP Module | 14691494 | 2016-09-28 | 1200 | 2018-09-28
69251 | INFUSION PUMPS, GENERAL PURPOSE | INFUSION PUMPS | INFUSION PUMPS, GENERAL PURPOSE | Active | MSH | MSH | MSH | Central Dispatch | MSH-LVP | Alaris Medical Systems | 8100 - LVP Module | 14691527 | 2016-09-28 | 1200 | 2018-09-28
69252 | INFUSION PUMPS, GENERAL PURPOSE | INFUSION PUMPS | INFUSION PUMPS, GENERAL PURPOSE | Active | MSH | MSH | MSH | Central Dispatch | MSH-LVP | Alaris Medical Systems | 8100 - LVP Module | 14691606 | 2016-09-28 | 1200 | 2018-09-28
69253 | INFUSION PUMPS, GENERAL PURPOSE | INFUSION PUMPS | INFUSION PUMPS, GENERAL PURPOSE | Active | MSH | MSH | MSH | Central Dispatch | MSH-LVP | Alaris Medical Systems | 8100 - LVP Module | 14691552 | 2016-09-28 | 1200 | 2018-09-28
69254 | INFUSION PUMPS, GENERAL PURPOSE | INFUSION PUMPS | INFUSION PUMPS, GENERAL PURPOSE | Active | MSH | MSH | MSH | Central Dispatch | MSH-LVP | Alaris Medical Systems | 8100 - LVP Module | 14691546 | 2016-09-28 | 1200 | 2018-09-28
69255 | INFUSION PUMPS, GENERAL PURPOSE | INFUSION PUMPS | INFUSION PUMPS, GENERAL PURPOSE | Active | MSH | MSH | MSH | Central Dispatch | MSH-LVP | Alaris Medical Systems | 8100 - LVP Module | 14691630 | 2016-09-28 | 1200 | 2018-09-28
69256 | INFUSION PUMPS, GENERAL PURPOSE | INFUSION PUMPS | INFUSION PUMPS, GENERAL PURPOSE | Active | MSH | MSH | MSH | Central Dispatch | MSH-LVP | Alaris Medical Systems | 8100 - LVP Module | 14691624 | 2016-09-28 | 1200 | 2018-09-28
69257 | INFUSION PUMPS, GENERAL PURPOSE | INFUSION PUMPS | INFUSION PUMPS, GENERAL PURPOSE | Active | MSH | MSH | MSH | Central Dispatch | MSH-LVP | Alaris Medical Systems | 8100 - LVP Module | 14691530 | 2016-09-28 | 1200 | 2018-09-28
69258 | INFUSION PUMPS, GENERAL PURPOSE | INFUSION PUMPS | INFUSION PUMPS, GENERAL PURPOSE | Active | MSH | MSH | MSH | Central Dispatch | MSH-LVP | Alaris Medical Systems | 8100 - LVP Module | 14691425 | 2016-09-28 | 1200 | 2018-09-28
69259 | INFUSION PUMPS, GENERAL PURPOSE | INFUSION PUMPS | INFUSION PUMPS, GENERAL PURPOSE | Active | MSH | MSH | MSH | Central Dispatch | MSH-LVP | Alaris Medical Systems | 8100 - LVP Module | 14691438 | 2016-09-28 | 1200 | 2018-09-28
69260 | INFUSION PUMPS, GENERAL PURPOSE | INFUSION PUMPS | INFUSION PUMPS, GENERAL PURPOSE | Active | MSH | MSH | MSH | Central Dispatch | MSH-LVP | Alaris Medical Systems | 8100 - LVP Module | 14691436 | 2016-09-28 | 1200 | 2018-09-28
69261 | INFUSION PUMPS, GENERAL PURPOSE | INFUSION PUMPS | INFUSION PUMPS, GENERAL PURPOSE | Active | MSH | MSH | MSH | Central Dispatch | MSH-LVP | Alaris Medical Systems | 8100 - LVP Module | 14691009 | 2016-09-28 | 1200 | 2018-09-28
69262 | INFUSION PUMPS, GENERAL PURPOSE | INFUSION PUMPS | INFUSION PUMPS, GENERAL PURPOSE | Active | MSH | MSH | MSH | Central Dispatch | MSH-LVP | Alaris Medical Systems | 8100 - LVP Module | 14693133 | 2016-09-28 | 1200 | 2018-09-28
69263 | INFUSION PUMPS, GENERAL PURPOSE | INFUSION PUMPS | INFUSION PUMPS, GENERAL PURPOSE | Active | MSH | MSH | MSH | Central Dispatch | MSH-LVP | Alaris Medical Systems | 8100 - LVP Module | 14693139 | 2016-09-28 | 1200 | 2018-09-28
69264 | INFUSION PUMPS, GENERAL PURPOSE | INFUSION PUMPS | INFUSION PUMPS, GENERAL PURPOSE | Active | MSH | MSH | MSH | Central Dispatch | MSH-LVP | Alaris Medical Systems | 8100 - LVP Module | 14693235 | 2016-09-28 | 1200 | 2018-09-28
69265 | INFUSION PUMPS, GENERAL PURPOSE | INFUSION PUMPS | INFUSION PUMPS, GENERAL PURPOSE | Active | MSH | MSH | MSH | Central Dispatch | MSH-LVP | Alaris Medical Systems | 8100 - LVP Module | 14693651 | 2016-09-28 | 1200 | 2018-09-28
69266 | INFUSION PUMPS, GENERAL PURPOSE | INFUSION PUMPS | INFUSION PUMPS, GENERAL PURPOSE | Active | MSH | MSH | MSH | Central Dispatch | MSH-LVP | Alaris Medical Systems | 8100 - LVP Module | 14693489 | 2016-09-28 | 1200 | 2018-09-28
69267 | INFUSION PUMPS, GENERAL PURPOSE | INFUSION PUMPS | INFUSION PUMPS, GENERAL PURPOSE | Active | MSH | MSH | MSH | Central Dispatch | MSH-LVP | Alaris Medical Systems | 8100 - LVP Module | 14693280 | 2016-09-28 | 1200 | 2018-09-28
69268 | INFUSION PUMPS, GENERAL PURPOSE | INFUSION PUMPS | INFUSION PUMPS, GENERAL PURPOSE | Active | MSH | MSH | MSH | Central Dispatch | MSH-LVP | Alaris Medical Systems | 8100 - LVP Module | 14693409 | 2016-09-28 | 1200 | 2018-09-28
69269 | INFUSION PUMPS, GENERAL PURPOSE | INFUSION PUMPS | INFUSION PUMPS, GENERAL PURPOSE | Active | MSH | MSH | MSH | Central Dispatch | MSH-LVP | Alaris Medical Systems | 8100 - LVP Module | 14693429 | 2016-09-28 | 1200 | 2018-09-28
69270 | INFUSION PUMPS, GENERAL PURPOSE | INFUSION PUMPS | INFUSION PUMPS, GENERAL PURPOSE | Active | MSH | MSH | MSH | Central Dispatch | MSH-LVP | Alaris Medical Systems | 8100 - LVP Module | 14693470 | 2016-09-28 | 1200 | 2018-09-28
69271 | INFUSION PUMPS, GENERAL PURPOSE | INFUSION PUMPS | INFUSION PUMPS, GENERAL PURPOSE | Active | MSH | MSH | MSH | Central Dispatch | MSH-LVP | Alaris Medical Systems | 8100 - LVP Module | 14693420 | 2016-09-28 | 1200 | 2018-09-28
69272 | INFUSION PUMPS, GENERAL PURPOSE | INFUSION PUMPS | INFUSION PUMPS, GENERAL PURPOSE | Active | MSH | MSH | MSH | Central Dispatch | MSH-LVP | Alaris Medical Systems | 8100 - LVP Module | 14693155 | 2016-09-28 | 1200 | 2018-09-28
69273 | INFUSION PUMPS, GENERAL PURPOSE | INFUSION PUMPS | INFUSION PUMPS, GENERAL PURPOSE | Active | MSH | MSH | MSH | Central Dispatch | MSH-LVP | Alaris Medical Systems | 8100 - LVP Module | 14693482 | 2016-09-28 | 1200 | 2018-09-28
69274 | INFUSION PUMPS, GENERAL PURPOSE | INFUSION PUMPS | INFUSION PUMPS, GENERAL PURPOSE | Active | MSH | MSH | MSH | Central Dispatch | MSH-LVP | Alaris Medical Systems | 8100 - LVP Module | 14693138 | 2016-09-28 | 1200 | 2018-09-28
69275 | INFUSION PUMPS, GENERAL PURPOSE | INFUSION PUMPS | INFUSION PUMPS, GENERAL PURPOSE | Active | MSH | MSH | MSH | Central Dispatch | MSH-LVP | Alaris Medical Systems | 8100 - LVP Module | 14693663 | 2016-09-28 | 1200 | 2018-09-28
69276 | INFUSION PUMPS, GENERAL PURPOSE | INFUSION PUMPS | INFUSION PUMPS, GENERAL PURPOSE | Active | MSH | MSH | MSH | Central Dispatch | MSH-LVP | Alaris Medical Systems | 8100 - LVP Module | 14693262 | 2016-09-28 | 1200 | 2018-09-28
69277 | INFUSION PUMPS, GENERAL PURPOSE | INFUSION PUMPS | INFUSION PUMPS, GENERAL PURPOSE | Active | MSH | MSH | MSH | Central Dispatch | MSH-LVP | Alaris Medical Systems | 8100 - LVP Module | 14693255 | 2016-09-28 | 1200 | 2018-09-28
69278 | INFUSION PUMPS, GENERAL PURPOSE | INFUSION PUMPS | INFUSION PUMPS, GENERAL PURPOSE | Active | MSH | MSH | MSH | Central Dispatch | MSH-LVP | Alaris Medical Systems | 8100 - LVP Module | 14693396 | 2016-09-28 | 1200 | 2018-09-28
69279 | INFUSION PUMPS, GENERAL PURPOSE | INFUSION PUMPS | INFUSION PUMPS, GENERAL PURPOSE | Active | MSH | MSH | MSH | Central Dispatch | MSH-LVP | Alaris Medical Systems | 8100 - LVP Module | 14693381 | 2016-09-28 | 1200 | 2018-09-28
69280 | INFUSION PUMPS, GENERAL PURPOSE | INFUSION PUMPS | INFUSION PUMPS, GENERAL PURPOSE | Active | MSH | MSH | MSH | Central Dispatch | MSH-LVP | Alaris Medical Systems | 8100 - LVP Module | 14693199 | 2016-09-28 | 1200 | 2018-09-28
69281 | INFUSION PUMPS, GENERAL PURPOSE | INFUSION PUMPS | INFUSION PUMPS, GENERAL PURPOSE | Active | MSH | MSH | MSH | Central Dispatch | MSH-LVP | Alaris Medical Systems | 8100 - LVP Module | 14693292 | 2016-09-28 | 1200 | 2018-09-28
69282 | INFUSION PUMPS, GENERAL PURPOSE | INFUSION PUMPS | INFUSION PUMPS, GENERAL PURPOSE | Active | MSH | MSH | MSH | Central Dispatch | MSH-LVP | Alaris Medical Systems | 8100 - LVP Module | 14693350 | 2016-09-28 | 1200 | 2018-09-28
69283 | INFUSION PUMPS, GENERAL PURPOSE | INFUSION PUMPS | INFUSION PUMPS, GENERAL PURPOSE | Active | MSH | MSH | MSH | Central Dispatch | MSH-LVP | Alaris Medical Systems | 8100 - LVP Module | 14693276 | 2016-09-28 | 1200 | 2018-09-28
69284 | INFUSION PUMPS, GENERAL PURPOSE | INFUSION PUMPS | INFUSION PUMPS, GENERAL PURPOSE | Active | MSH | MSH | MSH | Central Dispatch | MSH-LVP | Alaris Medical Systems | 8100 - LVP Module | 14693467 | 2016-09-28 | 1200 | 2018-09-28
69285 | INFUSION PUMPS, GENERAL PURPOSE | INFUSION PUMPS | INFUSION PUMPS, GENERAL PURPOSE | Active | MSH | MSH | MSH | Central Dispatch | MSH-LVP | Alaris Medical Systems | 8100 - LVP Module | 14693469 | 2016-09-28 | 1200 | 2018-09-28
69286 | INFUSION PUMPS, GENERAL PURPOSE | INFUSION PUMPS | INFUSION PUMPS, GENERAL PURPOSE | Active | MSH | MSH | MSH | Central Dispatch | MSH-LVP | Alaris Medical Systems | 8100 - LVP Module | 14693487 | 2016-09-28 | 1200 | 2018-09-28
69287 | INFUSION PUMPS, GENERAL PURPOSE | INFUSION PUMPS | INFUSION PUMPS, GENERAL PURPOSE | Active | MSH | MSH | MSH | Central Dispatch | MSH-LVP | Alaris Medical Systems | 8100 - LVP Module | 14693468 | 2016-09-28 | 1200 | 2018-09-28
69288 | INFUSION PUMPS, GENERAL PURPOSE | INFUSION PUMPS | INFUSION PUMPS, GENERAL PURPOSE | Active | MSH | MSH | MSH | Central Dispatch | MSH-LVP | Alaris Medical Systems | 8100 - LVP Module | 14693456 | 2016-09-28 | 1200 | 2018-09-28
69289 | INFUSION PUMPS, GENERAL PURPOSE | INFUSION PUMPS | INFUSION PUMPS, GENERAL PURPOSE | Active | MSH | MSH | MSH | Central Dispatch | MSH-LVP | Alaris Medical Systems | 8100 - LVP Module | 14693196 | 2016-09-28 | 1200 | 2018-09-28
69290 | INFUSION PUMPS, GENERAL PURPOSE | INFUSION PUMPS | INFUSION PUMPS, GENERAL PURPOSE | Active | MSH | MSH | MSH | Central Dispatch | MSH-LVP | Alaris Medical Systems | 8100 - LVP Module | 14693504 | 2016-09-28 | 1200 | 2018-09-28
69291 | INFUSION PUMPS, GENERAL PURPOSE | INFUSION PUMPS | INFUSION PUMPS, GENERAL PURPOSE | Active | MSH | MSH | MSH | Central Dispatch | MSH-LVP | Alaris Medical Systems | 8100 - LVP Module | 14693270 | 2016-09-28 | 1200 | 2018-09-28
69292 | INFUSION PUMPS, GENERAL PURPOSE | INFUSION PUMPS | INFUSION PUMPS, GENERAL PURPOSE | Active | MSH | MSH | MSH | Central Dispatch | MSH-LVP | Alaris Medical Systems | 8100 - LVP Module | 14691157 | 2016-09-28 | 1200 | 2018-09-28
69293 | INFUSION PUMPS, GENERAL PURPOSE | INFUSION PUMPS | INFUSION PUMPS, GENERAL PURPOSE | Active | MSH | MSH | MSH | Central Dispatch | MSH-LVP | Alaris Medical Systems | 8100 - LVP Module | 14691607 | 2016-09-28 | 1200 | 2018-09-28
69294 | INFUSION PUMPS, GENERAL PURPOSE | INFUSION PUMPS | INFUSION PUMPS, GENERAL PURPOSE | Active | MSH | MSH | MSH | Central Dispatch | MSH-LVP | Alaris Medical Systems | 8100 - LVP Module | 14691582 | 2016-09-28 | 1200 | 2018-09-28
69296 | INFUSION PUMPS, GENERAL PURPOSE | INFUSION PUMPS | INFUSION PUMPS, GENERAL PURPOSE | Active | MSH | MSH | MSH | Central Dispatch | MSH-LVP | Alaris Medical Systems | 8100 - LVP Module | 14691114 | 2016-09-28 | 1200 | 2018-09-28
69297 | INFUSION PUMPS, GENERAL PURPOSE | INFUSION PUMPS | INFUSION PUMPS, GENERAL PURPOSE | Active | MSH | MSH | MSH | Central Dispatch | MSH-LVP | Alaris Medical Systems | 8100 - LVP Module | 14691472 | 2016-09-28 | 1200 | 2018-09-28
69298 | INFUSION PUMPS, GENERAL PURPOSE | INFUSION PUMPS | INFUSION PUMPS, GENERAL PURPOSE | Active | MSH | MSH | MSH | Central Dispatch | MSH-LVP | Alaris Medical Systems | 8100 - LVP Module | 14691487 | 2016-09-28 | 1200 | 2018-09-28
69299 | INFUSION PUMPS, GENERAL PURPOSE | INFUSION PUMPS | INFUSION PUMPS, GENERAL PURPOSE | Active | MSH | MSH | MSH | Central Dispatch | MSH-LVP | Alaris Medical Systems | 8100 - LVP Module | 14691636 | 2016-09-28 | 1200 | 2018-09-28
69300 | INFUSION PUMPS, GENERAL PURPOSE | INFUSION PUMPS | INFUSION PUMPS, GENERAL PURPOSE | Active | MSH | MSH | MSH | Central Dispatch | MSH-LVP | Alaris Medical Systems | 8100 - LVP Module | 14691255 | 2016-09-28 | 1200 | 2018-09-28
69301 | INFUSION PUMPS, GENERAL PURPOSE | INFUSION PUMPS | INFUSION PUMPS, GENERAL PURPOSE | Active | MSH | MSH | MSH | Central Dispatch | MSH-LVP | Alaris Medical Systems | 8100 - LVP Module | 14691645 | 2016-09-28 | 1200 | 2018-09-28
69302 | INFUSION PUMPS, GENERAL PURPOSE | INFUSION PUMPS | INFUSION PUMPS, GENERAL PURPOSE | Active | MSH | MSH | MSH | Central Dispatch | MSH-LVP | Alaris Medical Systems | 8100 - LVP Module | 14691378 | 2016-09-28 | 1200 | 2018-09-28
69303 | INFUSION PUMPS, GENERAL PURPOSE | INFUSION PUMPS | INFUSION PUMPS, GENERAL PURPOSE | Active | MSH | MSH | MSH | Central Dispatch | MSH-LVP | Alaris Medical Systems | 8100 - LVP Module | 14691192 | 2016-09-28 | 1200 | 2018-09-28
69304 | INFUSION PUMPS, GENERAL PURPOSE | INFUSION PUMPS | INFUSION PUMPS, GENERAL PURPOSE | Active | MSH | MSH | MSH | Central Dispatch | MSH-LVP | Alaris Medical Systems | 8100 - LVP Module | 14691241 | 2016-09-28 | 1200 | 2018-09-28
69305 | INFUSION PUMPS, GENERAL PURPOSE | INFUSION PUMPS | INFUSION PUMPS, GENERAL PURPOSE | Active | MSH | MSH | MSH | Central Dispatch | MSH-LVP | Alaris Medical Systems | 8100 - LVP Module | 14690970 | 2016-09-28 | 1200 | 2018-09-28
69306 | INFUSION PUMPS, GENERAL PURPOSE | INFUSION PUMPS | INFUSION PUMPS, GENERAL PURPOSE | Active | MSH | MSH | MSH | Central Dispatch | MSH-LVP | Alaris Medical Systems | 8100 - LVP Module | 14690955 | 2016-09-28 | 1200 | 2018-09-28
69307 | INFUSION PUMPS, GENERAL PURPOSE | INFUSION PUMPS | INFUSION PUMPS, GENERAL PURPOSE | Active | MSH | MSH | MSH | Central Dispatch | MSH-LVP | Alaris Medical Systems | 8100 - LVP Module | 14690907 | 2016-09-28 | 1200 | 2018-09-28
69308 | INFUSION PUMPS, GENERAL PURPOSE | INFUSION PUMPS | INFUSION PUMPS, GENERAL PURPOSE | Active | MSH | MSH | MSH | Central Dispatch | MSH-LVP | Alaris Medical Systems | 8100 - LVP Module | 14690760 | 2016-09-28 | 1200 | 2018-09-28
69309 | INFUSION PUMPS, GENERAL PURPOSE | INFUSION PUMPS | INFUSION PUMPS, GENERAL PURPOSE | Active | MSH | MSH | MSH | Central Dispatch | MSH-LVP | Alaris Medical Systems | 8100 - LVP Module | 14691387 | 2016-09-28 | 1200 | 2018-09-28
69310 | INFUSION PUMPS, GENERAL PURPOSE | INFUSION PUMPS | INFUSION PUMPS, GENERAL PURPOSE | Active | MSH | MSH | MSH | Central Dispatch | MSH-LVP | Alaris Medical Systems | 8100 - LVP Module | 14691400 | 2016-09-28 | 1200 | 2018-09-28
69311 | INFUSION PUMPS, GENERAL PURPOSE | INFUSION PUMPS | INFUSION PUMPS, GENERAL PURPOSE | Active | MSH | MSH | MSH | Central Dispatch | MSH-LVP | Alaris Medical Systems | 8100 - LVP Module | 14691368 | 2016-09-28 | 1200 | 2018-09-28
69312 | INFUSION PUMPS, GENERAL PURPOSE | INFUSION PUMPS | INFUSION PUMPS, GENERAL PURPOSE | Active | MSH | MSH | MSH | Central Dispatch | MSH-LVP | Alaris Medical Systems | 8100 - LVP Module | 14691399 | 2016-09-28 | 1200 | 2018-09-28
69313 | INFUSION PUMPS, GENERAL PURPOSE | INFUSION PUMPS | INFUSION PUMPS, GENERAL PURPOSE | Active | MSH | MSH | MSH | Central Dispatch | MSH-LVP | Alaris Medical Systems | 8100 - LVP Module | 14691529 | 2016-09-28 | 1200 | 2018-09-28
69314 | INFUSION PUMPS, GENERAL PURPOSE | INFUSION PUMPS | INFUSION PUMPS, GENERAL PURPOSE | Active | MSH | MSH | MSH | Central Dispatch | MSH-LVP | Alaris Medical Systems | 8100 - LVP Module | 14691585 | 2016-09-28 | 1200 | 2018-09-28
69315 | INFUSION PUMPS, GENERAL PURPOSE | INFUSION PUMPS | INFUSION PUMPS, GENERAL PURPOSE | Active | MSH | MSH | MSH | Central Dispatch | MSH-LVP | Alaris Medical Systems | 8100 - LVP Module | 14691562 | 2016-09-28 | 1200 | 2018-09-28
69316 | INFUSION PUMPS, GENERAL PURPOSE | INFUSION PUMPS | INFUSION PUMPS, GENERAL PURPOSE | Active | MSH | MSH | MSH | Central Dispatch | MSH-LVP | Alaris Medical Systems | 8100 - LVP Module | 14691540 | 2016-09-28 | 1200 | 2018-09-28
69317 | INFUSION PUMPS, GENERAL PURPOSE | INFUSION PUMPS | INFUSION PUMPS, GENERAL PURPOSE | Active | MSH | MSH | MSH | Central Dispatch | MSH-LVP | Alaris Medical Systems | 8100 - LVP Module | 14691239 | 2016-09-28 | 1200 | 2018-09-28
69318 | INFUSION PUMPS, GENERAL PURPOSE | INFUSION PUMPS | INFUSION PUMPS, GENERAL PURPOSE | Active | MSH | MSH | MSH | Central Dispatch | MSH-LVP | Alaris Medical Systems | 8100 - LVP Module | 14691372 | 2016-09-28 | 1200 | 2018-09-28
69319 | INFUSION PUMPS, GENERAL PURPOSE | INFUSION PUMPS | INFUSION PUMPS, GENERAL PURPOSE | Active | MSH | MSH | MSH | Central Dispatch | MSH-LVP | Alaris Medical Systems | 8100 - LVP Module | 14691291 | 2016-09-28 | 1200 | 2018-09-28
69320 | INFUSION PUMPS, GENERAL PURPOSE | INFUSION PUMPS | INFUSION PUMPS, GENERAL PURPOSE | Active | MSH | MSH | MSH | Central Dispatch | MSH-LVP | Alaris Medical Systems | 8100 - LVP Module | 14691144 | 2016-09-28 | 1200 | 2018-09-28
69321 | INFUSION PUMPS, GENERAL PURPOSE | INFUSION PUMPS | INFUSION PUMPS, GENERAL PURPOSE | Active | MSH | MSH | MSH | Central Dispatch | MSH-LVP | Alaris Medical Systems | 8100 - LVP Module | 14690974 | 2016-09-28 | 1200 | 2018-09-28
69322 | INFUSION PUMPS, GENERAL PURPOSE | INFUSION PUMPS | INFUSION PUMPS, GENERAL PURPOSE | Active | MSH | MSH | MSH | Central Dispatch | MSH-LVP | Alaris Medical Systems | 8100 - LVP Module | 14690768 | 2016-09-28 | 1200 | 2018-09-28
69323 | INFUSION PUMPS, GENERAL PURPOSE | INFUSION PUMPS | INFUSION PUMPS, GENERAL PURPOSE | Active | MSH | MSH | MSH | Central Dispatch | MSH-LVP | Alaris Medical Systems | 8100 - LVP Module | 14690887 | 2016-09-28 | 1200 | 2018-09-28
69324 | INFUSION PUMPS, GENERAL PURPOSE | INFUSION PUMPS | INFUSION PUMPS, GENERAL PURPOSE | Active | MSH | MSH | MSH | Central Dispatch | MSH-LVP | Alaris Medical Systems | 8100 - LVP Module | 14690965 | 2016-09-28 | 1200 | 2018-09-28
69325 | INFUSION PUMPS, GENERAL PURPOSE | INFUSION PUMPS | INFUSION PUMPS, GENERAL PURPOSE | Active | MSH | MSH | MSH | Central Dispatch | MSH-LVP | Alaris Medical Systems | 8100 - LVP Module | 14691505 | 2016-09-28 | 1200 | 2018-09-28
69326 | INFUSION PUMPS, GENERAL PURPOSE | INFUSION PUMPS | INFUSION PUMPS, GENERAL PURPOSE | Active | MSH | MSH | MSH | Central Dispatch | MSH-LVP | Alaris Medical Systems | 8100 - LVP Module | 14691548 | 2016-09-28 | 1200 | 2018-09-28
69327 | INFUSION PUMPS, GENERAL PURPOSE | INFUSION PUMPS | INFUSION PUMPS, GENERAL PURPOSE | Active | MSH | MSH | MSH | Central Dispatch | MSH-LVP | Alaris Medical Systems | 8100 - LVP Module | 14691493 | 2016-09-28 | 1200 | 2018-09-28
69328 | INFUSION PUMPS, GENERAL PURPOSE | INFUSION PUMPS | INFUSION PUMPS, GENERAL PURPOSE | Active | MSH | MSH | MSH | Central Dispatch | MSH-LVP | Alaris Medical Systems | 8100 - LVP Module | 14691537 | 2016-09-28 | 1200 | 2018-09-28
69329 | INFUSION PUMPS, GENERAL PURPOSE | INFUSION PUMPS | INFUSION PUMPS, GENERAL PURPOSE | Active | MSH | MSH | MSH | Central Dispatch | MSH-LVP | Alaris Medical Systems | 8100 - LVP Module | 14691610 | 2016-09-28 | 1200 | 2018-09-28
69330 | INFUSION PUMPS, GENERAL PURPOSE | INFUSION PUMPS | INFUSION PUMPS, GENERAL PURPOSE | Active | MSH | MSH | MSH | Central Dispatch | MSH-LVP | Alaris Medical Systems | 8100 - LVP Module | 14691718 | 2016-09-28 | 1200 | 2018-09-28
69331 | INFUSION PUMPS, GENERAL PURPOSE | INFUSION PUMPS | INFUSION PUMPS, GENERAL PURPOSE | Active | MSH | MSH | MSH | Central Dispatch | MSH-LVP | Alaris Medical Systems | 8100 - LVP Module | 14691364 | 2016-09-28 | 1200 | 2018-09-28
69332 | INFUSION PUMPS, GENERAL PURPOSE | INFUSION PUMPS | INFUSION PUMPS, GENERAL PURPOSE | Active | MSH | MSH | MSH | Central Dispatch | MSH-LVP | Alaris Medical Systems | 8100 - LVP Module | 14691396 | 2016-09-28 | 1200 | 2018-09-28
69333 | INFUSION PUMPS, GENERAL PURPOSE | INFUSION PUMPS | INFUSION PUMPS, GENERAL PURPOSE | Active | MSH | MSH | MSH | Central Dispatch | MSH-LVP | Alaris Medical Systems | 8100 - LVP Module | 14691539 | 2016-09-28 | 1200 | 2018-09-28
69334 | INFUSION PUMPS, GENERAL PURPOSE | INFUSION PUMPS | INFUSION PUMPS, GENERAL PURPOSE | Active | MSH | MSH | MSH | Central Dispatch | MSH-LVP | Alaris Medical Systems | 8100 - LVP Module | 14691558 | 2016-09-28 | 1200 | 2018-09-28
69335 | INFUSION PUMPS, GENERAL PURPOSE | INFUSION PUMPS | INFUSION PUMPS, GENERAL PURPOSE | Active | MSH | MSH | MSH | Central Dispatch | MSH-LVP | Alaris Medical Systems | 8100 - LVP Module | 14691516 | 2016-09-28 | 1200 | 2018-09-28
69336 | INFUSION PUMPS, GENERAL PURPOSE | INFUSION PUMPS | INFUSION PUMPS, GENERAL PURPOSE | Active | MSH | MSH | MSH | Central Dispatch | MSH-LVP | Alaris Medical Systems | 8100 - LVP Module | 14691532 | 2016-09-28 | 1200 | 2018-09-28
69337 | INFUSION PUMPS, GENERAL PURPOSE | INFUSION PUMPS | INFUSION PUMPS, GENERAL PURPOSE | Active | MSH | MSH | MSH | Central Dispatch | MSH-LVP | Alaris Medical Systems | 8100 - LVP Module | 14691473 | 2016-09-28 | 1200 | 2018-09-28
69338 | INFUSION PUMPS, GENERAL PURPOSE | INFUSION PUMPS | INFUSION PUMPS, GENERAL PURPOSE | Active | MSH | MSH | MSH | Central Dispatch | MSH-LVP | Alaris Medical Systems | 8100 - LVP Module | 14691518 | 2016-09-28 | 1200 | 2018-09-28
69339 | INFUSION PUMPS, GENERAL PURPOSE | INFUSION PUMPS | INFUSION PUMPS, GENERAL PURPOSE | Active | MSH | MSH | MSH | Central Dispatch | MSH-LVP | Alaris Medical Systems | 8100 - LVP Module | 14691382 | 2016-09-28 | 1200 | 2018-09-28
69340 | INFUSION PUMPS, GENERAL PURPOSE | INFUSION PUMPS | INFUSION PUMPS, GENERAL PURPOSE | Active | MSH | MSH | MSH | Central Dispatch | MSH-LVP | Alaris Medical Systems | 8100 - LVP Module | 14691316 | 2016-09-28 | 1200 | 2018-09-28
69341 | INFUSION PUMPS, GENERAL PURPOSE | INFUSION PUMPS | INFUSION PUMPS, GENERAL PURPOSE | Active | MSH | MSH | MSH | Central Dispatch | MSH-LVP | Alaris Medical Systems | 8100 - LVP Module | 14691421 | 2016-09-28 | 1200 | 2018-09-28
69342 | INFUSION PUMPS, GENERAL PURPOSE | INFUSION PUMPS | INFUSION PUMPS, GENERAL PURPOSE | Active | MSH | MSH | MSH | Central Dispatch | MSH-LVP | Alaris Medical Systems | 8100 - LVP Module | 14693167 | 2016-09-28 | 1200 | 2018-09-28
69343 | INFUSION PUMPS, GENERAL PURPOSE | INFUSION PUMPS | INFUSION PUMPS, GENERAL PURPOSE | Active | MSH | MSH | MSH | Central Dispatch | MSH-LVP | Alaris Medical Systems | 8100 - LVP Module | 14692467 | 2016-09-28 | 1200 | 2018-09-28
69344 | INFUSION PUMPS, GENERAL PURPOSE | INFUSION PUMPS | INFUSION PUMPS, GENERAL PURPOSE | Active | MSH | MSH | MSH | Central Dispatch | MSH-LVP | Alaris Medical Systems | 8100 - LVP Module | 14693126 | 2016-09-28 | 1200 | 2018-09-28
69345 | INFUSION PUMPS, GENERAL PURPOSE | INFUSION PUMPS | INFUSION PUMPS, GENERAL PURPOSE | Active | MSH | MSH | MSH | Central Dispatch | MSH-LVP | Alaris Medical Systems | 8100 - LVP Module | 14693620 | 2016-09-28 | 1200 | 2018-09-28
69346 | INFUSION PUMPS, GENERAL PURPOSE | INFUSION PUMPS | INFUSION PUMPS, GENERAL PURPOSE | Active | MSH | MSH | MSH | Central Dispatch | MSH-LVP | Alaris Medical Systems | 8100 - LVP Module | 14693630 | 2016-09-28 | 1200 | 2018-09-28
69347 | INFUSION PUMPS, GENERAL PURPOSE | INFUSION PUMPS | INFUSION PUMPS, GENERAL PURPOSE | Active | MSH | MSH | MSH | Central Dispatch | MSH-LVP | Alaris Medical Systems | 8100 - LVP Module | 14693146 | 2016-09-28 | 1200 | 2018-09-28
69348 | INFUSION PUMPS, GENERAL PURPOSE | INFUSION PUMPS | INFUSION PUMPS, GENERAL PURPOSE | Active | MSH | MSH | MSH | Central Dispatch | MSH-LVP | Alaris Medical Systems | 8100 - LVP Module | 14693640 | 2016-09-28 | 1200 | 2018-09-28
69349 | INFUSION PUMPS, GENERAL PURPOSE | INFUSION PUMPS | INFUSION PUMPS, GENERAL PURPOSE | Active | MSH | MSH | MSH | Central Dispatch | MSH-LVP | Alaris Medical Systems | 8100 - LVP Module | 14693190 | 2016-09-28 | 1200 | 2018-09-28
69350 | INFUSION PUMPS, GENERAL PURPOSE | INFUSION PUMPS | INFUSION PUMPS, GENERAL PURPOSE | Active | MSH | MSH | MSH | Central Dispatch | MSH-LVP | Alaris Medical Systems | 8100 - LVP Module | 14693177 | 2016-09-28 | 1200 | 2018-09-28
69351 | INFUSION PUMPS, GENERAL PURPOSE | INFUSION PUMPS | INFUSION PUMPS, GENERAL PURPOSE | Active | MSH | MSH | MSH | Central Dispatch | MSH-LVP | Alaris Medical Systems | 8100 - LVP Module | 14693137 | 2016-09-28 | 1200 | 2018-09-28
69352 | INFUSION PUMPS, GENERAL PURPOSE | INFUSION PUMPS | INFUSION PUMPS, GENERAL PURPOSE | Active | MSH | MSH | MSH | Central Dispatch | MSH-LVP | Alaris Medical Systems | 8100 - LVP Module | 14693140 | 2016-09-28 | 1200 | 2018-09-28
69353 | INFUSION PUMPS, GENERAL PURPOSE | INFUSION PUMPS | INFUSION PUMPS, GENERAL PURPOSE | Active | MSH | MSH | MSH | Central Dispatch | MSH-LVP | Alaris Medical Systems | 8100 - LVP Module | 14693618 | 2016-09-28 | 1200 | 2018-09-28
69354 | INFUSION PUMPS, GENERAL PURPOSE | INFUSION PUMPS | INFUSION PUMPS, GENERAL PURPOSE | Active | MSH | MSH | MSH | Central Dispatch | MSH-LVP | Alaris Medical Systems | 8100 - LVP Module | 14693659 | 2016-09-28 | 1200 | 2018-09-28
69355 | INFUSION PUMPS, GENERAL PURPOSE | INFUSION PUMPS | INFUSION PUMPS, GENERAL PURPOSE | Active | MSH | MSH | MSH | Central Dispatch | MSH-LVP | Alaris Medical Systems | 8100 - LVP Module | 14693176 | 2016-09-28 | 1200 | 2018-09-28
69356 | INFUSION PUMPS, GENERAL PURPOSE | INFUSION PUMPS | INFUSION PUMPS, GENERAL PURPOSE | Active | MSH | MSH | MSH | Central Dispatch | MSH-LVP | Alaris Medical Systems | 8100 - LVP Module | 14693123 | 2016-09-28 | 1200 | 2018-09-28
69357 | INFUSION PUMPS, GENERAL PURPOSE | INFUSION PUMPS | INFUSION PUMPS, GENERAL PURPOSE | Active | MSH | MSH | MSH | Central Dispatch | MSH-LVP | Alaris Medical Systems | 8100 - LVP Module | 14693129 | 2016-09-28 | 1200 | 2018-09-28
69358 | INFUSION PUMPS, GENERAL PURPOSE | INFUSION PUMPS | INFUSION PUMPS, GENERAL PURPOSE | Active | MSH | MSH | MSH | Central Dispatch | MSH-LVP | Alaris Medical Systems | 8100 - LVP Module | 14693169 | 2016-09-28 | 1200 | 2018-09-28
69359 | INFUSION PUMPS, GENERAL PURPOSE | INFUSION PUMPS | INFUSION PUMPS, GENERAL PURPOSE | Active | MSH | MSH | MSH | Central Dispatch | MSH-LVP | Alaris Medical Systems | 8100 - LVP Module | 14693193 | 2016-09-28 | 1200 | 2018-09-28
69360 | INFUSION PUMPS, GENERAL PURPOSE | INFUSION PUMPS | INFUSION PUMPS, GENERAL PURPOSE | Active | MSH | MSH | MSH | Central Dispatch | MSH-LVP | Alaris Medical Systems | 8100 - LVP Module | 14693657 | 2016-09-28 | 1200 | 2018-09-28
69361 | INFUSION PUMPS, GENERAL PURPOSE | INFUSION PUMPS | INFUSION PUMPS, GENERAL PURPOSE | Active | MSH | MSH | MSH | Central Dispatch | MSH-LVP | Alaris Medical Systems | 8100 - LVP Module | 14693625 | 2016-09-28 | 1200 | 2018-09-28
69362 | INFUSION PUMPS, GENERAL PURPOSE | INFUSION PUMPS | INFUSION PUMPS, GENERAL PURPOSE | Active | MSH | MSH | MSH | Central Dispatch | MSH-LVP | Alaris Medical Systems | 8100 - LVP Module | 14693642 | 2016-09-28 | 1200 | 2018-09-28
69363 | INFUSION PUMPS, GENERAL PURPOSE | INFUSION PUMPS | INFUSION PUMPS, GENERAL PURPOSE | Active | MSH | MSH | MSH | Central Dispatch | MSH-LVP | Alaris Medical Systems | 8100 - LVP Module | 14693151 | 2016-09-28 | 1200 | 2018-09-28
69364 | INFUSION PUMPS, GENERAL PURPOSE | INFUSION PUMPS | INFUSION PUMPS, GENERAL PURPOSE | Active | MSH | MSH | MSH | Central Dispatch | MSH-LVP | Alaris Medical Systems | 8100 - LVP Module | 14693124 | 2016-09-28 | 1200 | 2018-09-28
69365 | INFUSION PUMPS, GENERAL PURPOSE | INFUSION PUMPS | INFUSION PUMPS, GENERAL PURPOSE | Active | MSH | MSH | MSH | Central Dispatch | MSH-LVP | Alaris Medical Systems | 8100 - LVP Module | 14693672 | 2016-09-28 | 1200 | 2018-09-28
69366 | INFUSION PUMPS, GENERAL PURPOSE | INFUSION PUMPS | INFUSION PUMPS, GENERAL PURPOSE | Active | MSH | MSH | MSH | Central Dispatch | MSH-LVP | Alaris Medical Systems | 8100 - LVP Module | 14693668 | 2016-09-28 | 1200 | 2018-09-28
69367 | INFUSION PUMPS, GENERAL PURPOSE | INFUSION PUMPS | INFUSION PUMPS, GENERAL PURPOSE | Active | MSH | MSH | MSH | Central Dispatch | MSH-LVP | Alaris Medical Systems | 8100 - LVP Module | 14693184 | 2016-09-28 | 1200 | 2018-09-28
69368 | INFUSION PUMPS, GENERAL PURPOSE | INFUSION PUMPS | INFUSION PUMPS, GENERAL PURPOSE | Active | MSH | MSH | MSH | Central Dispatch | MSH-LVP | Alaris Medical Systems | 8100 - LVP Module | 14693182 | 2016-09-28 | 1200 | 2018-09-28
69369 | INFUSION PUMPS, GENERAL PURPOSE | INFUSION PUMPS | INFUSION PUMPS, GENERAL PURPOSE | Active | MSH | MSH | MSH | Central Dispatch | MSH-LVP | Alaris Medical Systems | 8100 - LVP Module | 14692410 | 2016-09-28 | 1200 | 2018-09-28
69370 | INFUSION PUMPS, GENERAL PURPOSE | INFUSION PUMPS | INFUSION PUMPS, GENERAL PURPOSE | Active | MSH | MSH | MSH | Central Dispatch | MSH-LVP | Alaris Medical Systems | 8100 - LVP Module | 14691430 | 2016-09-28 | 1200 | 2018-09-28
69371 | INFUSION PUMPS, GENERAL PURPOSE | INFUSION PUMPS | INFUSION PUMPS, GENERAL PURPOSE | Active | MSH | MSH | MSH | Central Dispatch | MSH-LVP | Alaris Medical Systems | 8100 - LVP Module | 14693163 | 2016-09-28 | 1200 | 2018-09-28
69372 | INFUSION PUMPS, GENERAL PURPOSE | INFUSION PUMPS | INFUSION PUMPS, GENERAL PURPOSE | Active | MSH | MSH | MSH | Central Dispatch | MSH-LVP | Alaris Medical Systems | 8100 - LVP Module | 14691596 | 2016-09-28 | 1200 | 2018-09-28
69373 | INFUSION PUMPS, GENERAL PURPOSE | INFUSION PUMPS | INFUSION PUMPS, GENERAL PURPOSE | Active | MSH | MSH | 6 | General Oncology Clinic | Oncology | Alaris Medical Systems | 8100 - LVP Module | 14691545 | 2016-09-28 | 1200 | 2018-09-28 | Belonged to MSH, but on go-live day, Oncology got short of pumps, so this was moved from MSH-central dispatch to Oncology
69374 | INFUSION PUMPS, GENERAL PURPOSE | INFUSION PUMPS | INFUSION PUMPS, GENERAL PURPOSE | Active | MSH | MSH | MSH | Central Dispatch | MSH-LVP | Alaris Medical Systems | 8100 - LVP Module | 14691413 | 2016-09-28 | 1200 | 2018-09-28
69375 | INFUSION PUMPS, GENERAL PURPOSE | INFUSION PUMPS | INFUSION PUMPS, GENERAL PURPOSE | Active | MSH | MSH | MSH | Central Dispatch | MSH-LVP | Alaris Medical Systems | 8100 - LVP Module | 14690924 | 2016-09-28 | 1200 | 2018-09-28
69376 | INFUSION PUMPS, GENERAL PURPOSE | INFUSION PUMPS | INFUSION PUMPS, GENERAL PURPOSE | Active | MSH | MSH | MSH | Central Dispatch | MSH-LVP | Alaris Medical Systems | 8100 - LVP Module | 14690656 | 2016-09-28 | 1200 | 2018-09-28
69377 | INFUSION PUMPS, GENERAL PURPOSE | INFUSION PUMPS | INFUSION PUMPS, GENERAL PURPOSE | Active | MSH | MSH | MSH | Central Dispatch | MSH-LVP | Alaris Medical Systems | 8100 - LVP Module | 14690972 | 2016-09-28 | 1200 | 2018-09-28
69378 | INFUSION PUMPS, GENERAL PURPOSE | INFUSION PUMPS | INFUSION PUMPS, GENERAL PURPOSE | Active | MSH | MSH | MSH | Central Dispatch | MSH-LVP | Alaris Medical Systems | 8100 - LVP Module | 14690875 | 2016-09-28 | 1200 | 2018-09-28
69379 | INFUSION PUMPS, GENERAL PURPOSE | INFUSION PUMPS | INFUSION PUMPS, GENERAL PURPOSE | Active | MSH | MSH | MSH | Central Dispatch | MSH-LVP | Alaris Medical Systems | 8100 - LVP Module | 14691613 | 2016-09-28 | 1200 | 2018-09-28
69380 | INFUSION PUMPS, GENERAL PURPOSE | INFUSION PUMPS | INFUSION PUMPS, GENERAL PURPOSE | Active | MSH | MSH | MSH | Central Dispatch | MSH-LVP | Alaris Medical Systems | 8100 - LVP Module | 14691575 | 2016-09-28 | 1200 | 2018-09-28
69381 | INFUSION PUMPS, GENERAL PURPOSE | INFUSION PUMPS | INFUSION PUMPS, GENERAL PURPOSE | Active | MSH | MSH | MSH | Central Dispatch | MSH-LVP | Alaris Medical Systems | 8100 - LVP Module | 14691622 | 2016-09-28 | 1200 | 2018-09-28
69382 | INFUSION PUMPS, GENERAL PURPOSE | INFUSION PUMPS | INFUSION PUMPS, GENERAL PURPOSE | Active | MSH | MSH | MSH | Central Dispatch | MSH-LVP | Alaris Medical Systems | 8100 - LVP Module | 14691581 | 2016-09-28 | 1200 | 2018-09-28
69383 | INFUSION PUMPS, GENERAL PURPOSE | INFUSION PUMPS | INFUSION PUMPS, GENERAL PURPOSE | Active | MSH | MSH | MSH | Central Dispatch | MSH-LVP | Alaris Medical Systems | 8100 - LVP Module | 14691601 | 2016-09-28 | 1200 | 2018-09-28
69384 | INFUSION PUMPS, GENERAL PURPOSE | INFUSION PUMPS | INFUSION PUMPS, GENERAL PURPOSE | Active | MSH | MSH | MSH | Central Dispatch | MSH-LVP | Alaris Medical Systems | 8100 - LVP Module | 14691600 | 2016-09-28 | 1200 | 2018-09-28
69385 | INFUSION PUMPS, GENERAL PURPOSE | INFUSION PUMPS | INFUSION PUMPS, GENERAL PURPOSE | Active | MSH | MSH | MSH | Central Dispatch | MSH-LVP | Alaris Medical Systems | 8100 - LVP Module | 14691172 | 2016-09-28 | 1200 | 2018-09-28
69386 | INFUSION PUMPS, GENERAL PURPOSE | INFUSION PUMPS | INFUSION PUMPS, GENERAL PURPOSE | Active | MSH | MSH | MSH | Central Dispatch | MSH-LVP | Alaris Medical Systems | 8100 - LVP Module | 14691188 | 2016-09-28 | 1200 | 2018-09-28
69387 | INFUSION PUMPS, GENERAL PURPOSE | INFUSION PUMPS | INFUSION PUMPS, GENERAL PURPOSE | Active | MSH | MSH | MSH | Central Dispatch | MSH-LVP | Alaris Medical Systems | 8100 - LVP Module | 14711265 | 2016-09-28 | 1200 | 2018-09-28
69388 | INFUSION PUMPS, GENERAL PURPOSE | INFUSION PUMPS | INFUSION PUMPS, GENERAL PURPOSE | Active | MSH | MSH | MSH | Central Dispatch | MSH-LVP | Alaris Medical Systems | 8100 - LVP Module | 14691418 | 2016-09-28 | 1200 | 2018-09-28
69389 | INFUSION PUMPS, GENERAL PURPOSE | INFUSION PUMPS | INFUSION PUMPS, GENERAL PURPOSE | Active | MSH | MSH | MSH | Central Dispatch | MSH-LVP | Alaris Medical Systems | 8100 - LVP Module | 14691257 | 2016-09-28 | 1200 | 2018-09-28
69390 | INFUSION PUMPS, GENERAL PURPOSE | INFUSION PUMPS | INFUSION PUMPS, GENERAL PURPOSE | Active | MSH | MSH | MSH | Central Dispatch | MSH-LVP | Alaris Medical Systems | 8100 - LVP Module | 14691267 | 2016-09-28 | 1200 | 2018-09-28
69391 | INFUSION PUMPS, GENERAL PURPOSE | INFUSION PUMPS | INFUSION PUMPS, GENERAL PURPOSE | Active | MSH | MSH | MSH | Central Dispatch | MSH-LVP | Alaris Medical Systems | 8100 - LVP Module | 14691492 | 2016-09-28 | 1200 | 2018-09-28
69392 | INFUSION PUMPS, GENERAL PURPOSE | INFUSION PUMPS | INFUSION PUMPS, GENERAL PURPOSE | Active | MSH | MSH | MSH | Central Dispatch | MSH-LVP | Alaris Medical Systems | 8100 - LVP Module | 14691507 | 2016-09-28 | 1200 | 2018-09-28
69393 | INFUSION PUMPS, GENERAL PURPOSE | INFUSION PUMPS | INFUSION PUMPS, GENERAL PURPOSE | Active | MSH | MSH | MSH | Central Dispatch | MSH-LVP | Alaris Medical Systems | 8100 - LVP Module | 14691419 | 2016-09-28 | 1200 | 2018-09-28
69394 | INFUSION PUMPS, GENERAL PURPOSE | INFUSION PUMPS | INFUSION PUMPS, GENERAL PURPOSE | Active | MSH | MSH | MSH | Central Dispatch | MSH-LVP | Alaris Medical Systems | 8100 - LVP Module | 14691373 | 2016-09-28 | 1200 | 2018-09-28
69395 | INFUSION PUMPS, GENERAL PURPOSE | INFUSION PUMPS | INFUSION PUMPS, GENERAL PURPOSE | Active | MSH | MSH | MSH | Central Dispatch | MSH-LVP | Alaris Medical Systems | 8100 - LVP Module | 14691556 | 2016-09-28 | 1200 | 2018-09-28
69396 | INFUSION PUMPS, GENERAL PURPOSE | INFUSION PUMPS | INFUSION PUMPS, GENERAL PURPOSE | Active | MSH | MSH | MSH | Central Dispatch | MSH-LVP | Alaris Medical Systems | 8100 - LVP Module | 14691570 | 2016-09-28 | 1200 | 2018-09-28
69397 | INFUSION PUMPS, GENERAL PURPOSE | INFUSION PUMPS | INFUSION PUMPS, GENERAL PURPOSE | Active | MSH | MSH | MSH | Central Dispatch | MSH-LVP | Alaris Medical Systems | 8100 - LVP Module | 14690825 | 2016-09-28 | 1200 | 2018-09-28
69398 | INFUSION PUMPS, GENERAL PURPOSE | INFUSION PUMPS | INFUSION PUMPS, GENERAL PURPOSE | Active | MSH | MSH | MSH | Central Dispatch | MSH-LVP | Alaris Medical Systems | 8100 - LVP Module | 14690831 | 2016-09-28 | 1200 | 2018-09-28
69399 | INFUSION PUMPS, GENERAL PURPOSE | INFUSION PUMPS | INFUSION PUMPS, GENERAL PURPOSE | Active | MSH | MSH | MSH | Central Dispatch | MSH-LVP | Alaris Medical Systems | 8100 - LVP Module | 14690837 | 2016-09-28 | 1200 | 2018-09-28
69400 | INFUSION PUMPS, GENERAL PURPOSE | INFUSION PUMPS | INFUSION PUMPS, GENERAL PURPOSE | Active | MSH | MSH | MSH | Central Dispatch | MSH-LVP | Alaris Medical Systems | 8100 - LVP Module | 14690833 | 2016-09-28 | 1200 | 2018-09-28
69401 | INFUSION PUMPS, GENERAL PURPOSE | INFUSION PUMPS | INFUSION PUMPS, GENERAL PURPOSE | Active | MSH | MSH | MSH | Central Dispatch | MSH-LVP | Alaris Medical Systems | 8100 - LVP Module | 14691538 | 2016-09-28 | 1200 | 2018-09-28
69402 | INFUSION PUMPS, GENERAL PURPOSE | INFUSION PUMPS | INFUSION PUMPS, GENERAL PURPOSE | Active | MSH | MSH | MSH | Central Dispatch | MSH-LVP | Alaris Medical Systems | 8100 - LVP Module | 14691519 | 2016-09-28 | 1200 | 2018-09-28
69403 | INFUSION PUMPS, GENERAL PURPOSE | INFUSION PUMPS | INFUSION PUMPS, GENERAL PURPOSE | Active | MSH | MSH | MSH | Central Dispatch | MSH-LVP | Alaris Medical Systems | 8100 - LVP Module | 14690778 | 2016-09-28 | 1200 | 2018-09-28 10:30
69404 | INFUSION PUMPS, GENERAL PURPOSE | INFUSION PUMPS | INFUSION PUMPS, GENERAL PURPOSE | Active | MSH | MSH | MSH | Central Dispatch | MSH-LVP | Alaris Medical Systems | 8100 - LVP Module | 14690780 | 2016-09-28 | 1200 | 2018-09-28
69405 | INFUSION PUMPS, GENERAL PURPOSE | INFUSION PUMPS | INFUSION PUMPS, GENERAL PURPOSE | Active | MSH | MSH | MSH | Central Dispatch | MSH-LVP | Alaris Medical Systems | 8100 - LVP Module | 14690776 | 2016-09-28 | 1200 | 2018-09-28 10:30
69406 | INFUSION PUMPS, GENERAL PURPOSE | INFUSION PUMPS | INFUSION PUMPS, GENERAL PURPOSE | Active | MSH | MSH | MSH | Central Dispatch | MSH-LVP | Alaris Medical Systems | 8100 - LVP Module | 14690777 | 2016-09-28 | 1200 | 2018-09-28
69407 | INFUSION PUMPS, GENERAL PURPOSE | INFUSION PUMPS | INFUSION PUMPS, GENERAL PURPOSE | Active | MSH | MSH | MSH | Central Dispatch | MSH-LVP | Alaris Medical Systems | 8100 - LVP Module | 14691549 | 2016-09-28 | 1200 | 2018-09-28
69408 | INFUSION PUMPS, GENERAL PURPOSE | INFUSION PUMPS | INFUSION PUMPS, GENERAL PURPOSE | Active | MSH | MSH | MSH | Central Dispatch | MSH-LVP | Alaris Medical Systems | 8100 - LVP Module | 14691536 | 2016-09-28 | 1200 | 2018-09-28 10:30
69409 | INFUSION PUMPS, GENERAL PURPOSE | INFUSION PUMPS | INFUSION PUMPS, GENERAL PURPOSE | Active | MSH | MSH | MSH | Central Dispatch | MSH-LVP | Alaris Medical Systems | 8100 - LVP Module | 14691504 | 2016-09-28 | 1200 | 2018-09-28 10:30
69410 | INFUSION PUMPS, GENERAL PURPOSE | INFUSION PUMPS | INFUSION PUMPS, GENERAL PURPOSE | Active | MSH | MSH | MSH | Central Dispatch | MSH-LVP | Alaris Medical Systems | 8100 - LVP Module | 14691506 | 2016-09-28 | 1200 | 2018-09-28
69411 | INFUSION PUMPS, GENERAL PURPOSE | INFUSION PUMPS | INFUSION PUMPS, GENERAL PURPOSE | Active | MSH | MSH | MSH | Central Dispatch | MSH-LVP | Alaris Medical Systems | 8100 - LVP Module | 14691515 | 2016-09-28 | 1200 | 2018-09-28 10:30
69412 | INFUSION PUMPS, GENERAL PURPOSE | INFUSION PUMPS | INFUSION PUMPS, GENERAL PURPOSE | Active | MSH | MSH | MSH | Central Dispatch | MSH-LVP | Alaris Medical Systems | 8100 - LVP Module | 14691489 | 2016-09-28 | 1200 | 2018-09-28
69413 | INFUSION PUMPS, GENERAL PURPOSE | INFUSION PUMPS | INFUSION PUMPS, GENERAL PURPOSE | Active | MSH | MSH | MSH | Central Dispatch | MSH-LVP | Alaris Medical Systems | 8100 - LVP Module | 14691482 | 2016-09-28 | 1200 | 2018-09-28
69414 | INFUSION PUMPS, GENERAL PURPOSE | INFUSION PUMPS | INFUSION PUMPS, GENERAL PURPOSE | Active | MSH | MSH | MSH | Central Dispatch | MSH-LVP | Alaris Medical Systems | 8100 - LVP Module | 14690864 | 2016-09-28 | 1200 | 2018-09-28
69415 | INFUSION PUMPS, GENERAL PURPOSE | INFUSION PUMPS | INFUSION PUMPS, GENERAL PURPOSE | Active | MSH | MSH | MSH | Central Dispatch | MSH-LVP | Alaris Medical Systems | 8100 - LVP Module | 14691201 | 2016-09-28 | 1200 | 2018-09-28
69416 | INFUSION PUMPS, GENERAL PURPOSE | INFUSION PUMPS | INFUSION PUMPS, GENERAL PURPOSE | Active | MSH | MSH | MSH | Central Dispatch | MSH-LVP | Alaris Medical Systems | 8100 - LVP Module | 14691377 | 2016-09-28 | 1200 | 2018-09-28
69417 | INFUSION PUMPS, GENERAL PURPOSE | INFUSION PUMPS | INFUSION PUMPS, GENERAL PURPOSE | Active | MSH | MSH | MSH | Central Dispatch | MSH-LVP | Alaris Medical Systems | 8100 - LVP Module | 14691407 | 2016-09-28 | 1200 | 2018-09-28
69418 | INFUSION PUMPS, GENERAL PURPOSE | INFUSION PUMPS | INFUSION PUMPS, GENERAL PURPOSE | Active | MSH | MSH | MSH | Central Dispatch | MSH-LVP | Alaris Medical Systems | 8100 - LVP Module | 14691573 | 2016-09-28 | 1200 | 2018-09-28
69419 | INFUSION PUMPS, GENERAL PURPOSE | INFUSION PUMPS | INFUSION PUMPS, GENERAL PURPOSE | Active | MSH | MSH | MSH | Central Dispatch | MSH-LVP | Alaris Medical Systems | 8100 - LVP Module | 14691531 | 2016-09-28 | 1200 | 2018-09-28
69420 | INFUSION PUMPS, GENERAL PURPOSE | INFUSION PUMPS | INFUSION PUMPS, GENERAL PURPOSE | Active | MSH | MSH | MSH | Central Dispatch | MSH-LVP | Alaris Medical Systems | 8100 - LVP Module | 14691569 | 2016-09-28 | 1200 | 2018-09-28
69421 | INFUSION PUMPS, GENERAL PURPOSE | INFUSION PUMPS | INFUSION PUMPS, GENERAL PURPOSE | Active | MSH | MSH | MSH | Central Dispatch | MSH-LVP | Alaris Medical Systems | 8100 - LVP Module | 14691451 | 2016-09-28 | 1200 | 2018-09-28
69422 | INFUSION PUMPS, GENERAL PURPOSE | INFUSION PUMPS | INFUSION PUMPS, GENERAL PURPOSE | Active | MSH | MSH | MSH | Central Dispatch | MSH-LVP | Alaris Medical Systems | 8100 - LVP Module | 14691541 | 2016-09-28 | 1200 | 2018-09-28
69423 | INFUSION PUMPS, GENERAL PURPOSE | INFUSION PUMPS | INFUSION PUMPS, GENERAL PURPOSE | Active | MSH | MSH | MSH | Central Dispatch | MSH-LVP | Alaris Medical Systems | 8100 - LVP Module | 14691475 | 2016-09-28 | 1200 | 2018-09-28
69424 | INFUSION PUMPS, GENERAL PURPOSE | INFUSION PUMPS | INFUSION PUMPS, GENERAL PURPOSE | Active | MSH | MSH | MSH | Central Dispatch | MSH-LVP | Alaris Medical Systems | 8100 - LVP Module | 14691389 | 2016-09-28 | 1200 | 2018-09-28
69425 | INFUSION PUMPS, GENERAL PURPOSE | INFUSION PUMPS | INFUSION PUMPS, GENERAL PURPOSE | Active | MSH | MSH | MSH | Central Dispatch | MSH-LVP | Alaris Medical Systems | 8100 - LVP Module | 14691468 | 2016-09-28 | 1200 | 2018-09-28
69426 | INFUSION PUMPS, GENERAL PURPOSE | INFUSION PUMPS | INFUSION PUMPS, GENERAL PURPOSE | Active | MSH | MSH | MSH | Central Dispatch | MSH-LVP | Alaris Medical Systems | 8100 - LVP Module | 14691193 | 2016-09-28 | 1200 | 2018-09-28
69427 | INFUSION PUMPS, GENERAL PURPOSE | INFUSION PUMPS | INFUSION PUMPS, GENERAL PURPOSE | Active | MSH | MSH | MSH | Central Dispatch | MSH-LVP | Alaris Medical Systems | 8100 - LVP Module | 14691474 | 2016-09-28 | 1200 | 2018-09-28
69428 | INFUSION PUMPS, GENERAL PURPOSE | INFUSION PUMPS | INFUSION PUMPS, GENERAL PURPOSE | Active | MSH | MSH | MSH | Central Dispatch | MSH-LVP | Alaris Medical Systems | 8100 - LVP Module | 14691578 | 2016-09-28 | 1200 | 2018-09-28
69429 | INFUSION PUMPS, GENERAL PURPOSE | INFUSION PUMPS | INFUSION PUMPS, GENERAL PURPOSE | Active | MSH | MSH | MSH | Central Dispatch | MSH-LVP | Alaris Medical Systems | 8100 - LVP Module | 14691488 | 2016-09-28 | 1200 | 2018-09-28
69430 | INFUSION PUMPS, GENERAL PURPOSE | INFUSION PUMPS | INFUSION PUMPS, GENERAL PURPOSE | Active | MSH | MSH | MSH | Central Dispatch | MSH-LVP | Alaris Medical Systems | 8100 - LVP Module | 14691406 | 2016-09-28 | 1200 | 2018-09-28
69431 | INFUSION PUMPS, GENERAL PURPOSE | INFUSION PUMPS | INFUSION PUMPS, GENERAL PURPOSE | Active | MSH | MSH | MSH | Central Dispatch | MSH-LVP | Alaris Medical Systems | 8100 - LVP Module | 14691629 | 2016-09-28 | 1200 | 2018-09-28
69432 | INFUSION PUMPS, GENERAL PURPOSE | INFUSION PUMPS | INFUSION PUMPS, GENERAL PURPOSE | Active | MSH | MSH | MSH | Central Dispatch | MSH-LVP | Alaris Medical Systems | 8100 - LVP Module | 14693148 | 2016-09-28 | 1200 | 2018-09-28
69433 | INFUSION PUMPS, GENERAL PURPOSE | INFUSION PUMPS | INFUSION PUMPS, GENERAL PURPOSE | Active | MSH | MSH | MSH | Central Dispatch | MSH-LVP | Alaris Medical Systems | 8100 - LVP Module | 14693164 | 2016-09-28 | 1200 | 2018-09-28
69434 | INFUSION PUMPS, GENERAL PURPOSE | INFUSION PUMPS | INFUSION PUMPS, GENERAL PURPOSE | Active | MSH | MSH | MSH | Central Dispatch | MSH-LVP | Alaris Medical Systems | 8100 - LVP Module | 14693185 | 2016-09-28 | 1200 | 2018-09-28
69435 | INFUSION PUMPS, GENERAL PURPOSE | INFUSION PUMPS | INFUSION PUMPS, GENERAL PURPOSE | Active | MSH | MSH | MSH | Central Dispatch | MSH-LVP | Alaris Medical Systems | 8100 - LVP Module | 14693170 | 2016-09-28 | 1200 | 2018-09-28
69436 | INFUSION PUMPS, GENERAL PURPOSE | INFUSION PUMPS | INFUSION PUMPS, GENERAL PURPOSE | Active | MSH | MSH | MSH | Central Dispatch | MSH-LVP | Alaris Medical Systems | 8100 - LVP Module | 14693127 | 2016-09-28 | 1200 | 2018-09-28
69437 | INFUSION PUMPS, GENERAL PURPOSE | INFUSION PUMPS | INFUSION PUMPS, GENERAL PURPOSE | Active | MSH | MSH | MSH | Central Dispatch | MSH-LVP | Alaris Medical Systems | 8100 - LVP Module | 14693183 | 2016-09-28 | 1200 | 2018-09-28
69438 | INFUSION PUMPS, GENERAL PURPOSE | INFUSION PUMPS | INFUSION PUMPS, GENERAL PURPOSE | Active | MSH | MSH | MSH | Central Dispatch | MSH-LVP | Alaris Medical Systems | 8100 - LVP Module | 14691665 | 2016-09-28 | 1200 | 2018-09-28
69439 | INFUSION PUMPS, GENERAL PURPOSE | INFUSION PUMPS | INFUSION PUMPS, GENERAL PURPOSE | Active | MSH | MSH | MSH | Central Dispatch | MSH-LVP | Alaris Medical Systems | 8100 - LVP Module | 14693616 | 2016-09-28 | 1200 | 2018-09-28
69440 | INFUSION PUMPS, GENERAL PURPOSE | INFUSION PUMPS | INFUSION PUMPS, GENERAL PURPOSE | Active | MSH | MSH | MSH | Central Dispatch | MSH-LVP | Alaris Medical Systems | 8100 - LVP Module | 14693141 | 2016-09-28 | 1200 | 2018-09-28
69441 | INFUSION PUMPS, GENERAL PURPOSE | INFUSION PUMPS | INFUSION PUMPS, GENERAL PURPOSE | Active | MSH | MSH | MSH | Central Dispatch | MSH-LVP | Alaris Medical Systems | 8100 - LVP Module | 14693629 | 2016-09-28 | 1200 | 2018-09-28
69442 | INFUSION PUMPS, GENERAL PURPOSE | INFUSION PUMPS | INFUSION PUMPS, GENERAL PURPOSE | Active | MSH | MSH | MSH | Central Dispatch | MSH-LVP | Alaris Medical Systems | 8100 - LVP Module | 14693149 | 2016-09-28 | 1200 | 2018-09-28
69443 | INFUSION PUMPS, GENERAL PURPOSE | INFUSION PUMPS | INFUSION PUMPS, GENERAL PURPOSE | Active | MSH | MSH | MSH | Central Dispatch | MSH-LVP | Alaris Medical Systems | 8100 - LVP Module | 14693158 | 2016-09-28 | 1200 | 2018-09-28
69444 | INFUSION PUMPS, GENERAL PURPOSE | INFUSION PUMPS | INFUSION PUMPS, GENERAL PURPOSE | Active | MSH | MSH | MSH | Central Dispatch | MSH-LVP | Alaris Medical Systems | 8100 - LVP Module | 14691565 | 2016-09-28 | 1200 | 2018-09-28
69445 | INFUSION PUMPS, GENERAL PURPOSE | INFUSION PUMPS | INFUSION PUMPS, GENERAL PURPOSE | Active | MSH | MSH | MSH | Central Dispatch | MSH-LVP | Alaris Medical Systems | 8100 - LVP Module | 14691416 | 2016-09-28 | 1200 | 2018-09-28
69446 | INFUSION PUMPS, GENERAL PURPOSE | INFUSION PUMPS | INFUSION PUMPS, GENERAL PURPOSE | Active | MSH | MSH | MSH | Central Dispatch | MSH-LVP | Alaris Medical Systems | 8100 - LVP Module | 14691190 | 2016-09-28 | 1200 | 2018-09-28
69447 | INFUSION PUMPS, GENERAL PURPOSE | INFUSION PUMPS | INFUSION PUMPS, GENERAL PURPOSE | Active | MSH | MSH | MSH | Central Dispatch | MSH-LVP | Alaris Medical Systems | 8100 - LVP Module | 14691511 | 2016-09-28 | 1200 | 2018-09-28
69448 | INFUSION PUMPS, GENERAL PURPOSE | INFUSION PUMPS | INFUSION PUMPS, GENERAL PURPOSE | Active | MSH | MSH | MSH | Central Dispatch | MSH-LVP | Alaris Medical Systems | 8100 - LVP Module | 14691525 | 2016-09-28 | 1200 | 2018-09-28
69449 | INFUSION PUMPS, GENERAL PURPOSE | INFUSION PUMPS | INFUSION PUMPS, GENERAL PURPOSE | Active | MSH | MSH | MSH | Central Dispatch | MSH-LVP | Alaris Medical Systems | 8100 - LVP Module | 14690865 | 2016-09-28 | 1200 | 2018-09-28
69450 | INFUSION PUMPS, GENERAL PURPOSE | INFUSION PUMPS | INFUSION PUMPS, GENERAL PURPOSE | Active | MSH | MSH | MSH | Central Dispatch | MSH-LVP | Alaris Medical Systems | 8100 - LVP Module | 14690874 | 2016-09-28 | 1200 | 2018-09-28
69451 | INFUSION PUMPS, GENERAL PURPOSE | INFUSION PUMPS | INFUSION PUMPS, GENERAL PURPOSE | Active | MSH | MSH | MSH | Central Dispatch | MSH-LVP | Alaris Medical Systems | 8100 - LVP Module | 14690923 | 2016-09-28 | 1200 | 2018-09-28
69452 | INFUSION PUMPS, GENERAL PURPOSE | INFUSION PUMPS | INFUSION PUMPS, GENERAL PURPOSE | Active | MSH | MSH | MSH | Central Dispatch | MSH-LVP | Alaris Medical Systems | 8100 - LVP Module | 14690817 | 2016-09-28 | 1200 | 2018-09-28
69453 | INFUSION PUMPS, GENERAL PURPOSE | INFUSION PUMPS | INFUSION PUMPS, GENERAL PURPOSE | Active | MSH | MSH | MSH | Central Dispatch | MSH-LVP | Alaris Medical Systems | 8100 - LVP Module | 14690850 | 2016-09-28 | 1200 | 2018-09-28
69454 | INFUSION PUMPS, GENERAL PURPOSE | INFUSION PUMPS | INFUSION PUMPS, GENERAL PURPOSE | Active | MSH | MSH | MSH | Central Dispatch | MSH-LVP | Alaris Medical Systems | 8100 - LVP Module | 14690852 | 2016-09-28 | 1200 | 2018-09-28
69455 | INFUSION PUMPS, GENERAL PURPOSE | INFUSION PUMPS | INFUSION PUMPS, GENERAL PURPOSE | Active | MSH | MSH | MSH | Central Dispatch | MSH-LVP | Alaris Medical Systems | 8100 - LVP Module | 14690750 | 2016-09-28 | 1200 | 2018-09-28
69456 | INFUSION PUMPS, GENERAL PURPOSE | INFUSION PUMPS | INFUSION PUMPS, GENERAL PURPOSE | Active | MSH | MSH | MSH | Central Dispatch | MSH-LVP | Alaris Medical Systems | 8100 - LVP Module | 14690698 | 2016-09-28 | 1200 | 2018-09-28
69457 | INFUSION PUMPS, GENERAL PURPOSE | INFUSION PUMPS | INFUSION PUMPS, GENERAL PURPOSE | Active | MSH | MSH | MSH | Central Dispatch | MSH-LVP | Alaris Medical Systems | 8100 - LVP Module | 14690664 | 2016-09-28 | 1200 | 2018-09-28
69458 | INFUSION PUMPS, GENERAL PURPOSE | INFUSION PUMPS | INFUSION PUMPS, GENERAL PURPOSE | Active | MSH | MSH | MSH | Central Dispatch | MSH-LVP | Alaris Medical Systems | 8100 - LVP Module | 14690958 | 2016-09-28 | 1200 | 2018-09-28
69459 | INFUSION PUMPS, GENERAL PURPOSE | INFUSION PUMPS | INFUSION PUMPS, GENERAL PURPOSE | Active | MSH | MSH | MSH | Central Dispatch | MSH-LVP | Alaris Medical Systems | 8100 - LVP Module | 14690663 | 2016-09-28 | 1200 | 2018-09-28
69460 | INFUSION PUMPS, GENERAL PURPOSE | INFUSION PUMPS | INFUSION PUMPS, GENERAL PURPOSE | Active | MSH | MSH | MSH | Central Dispatch | MSH-LVP | Alaris Medical Systems | 8100 - LVP Module | 14690695 | 2016-09-28 | 1200 | 2018-09-28
69461 | INFUSION PUMPS, GENERAL PURPOSE | INFUSION PUMPS | INFUSION PUMPS, GENERAL PURPOSE | Active | MSH | MSH | MSH | Central Dispatch | MSH-LVP | Alaris Medical Systems | 8100 - LVP Module | 14690848 | 2016-09-28 | 1200 | 2018-09-28
69462 | INFUSION PUMPS, GENERAL PURPOSE | INFUSION PUMPS | INFUSION PUMPS, GENERAL PURPOSE | Active | MSH | MSH | MSH | Central Dispatch | MSH-LVP | Alaris Medical Systems | 8100 - LVP Module | 14690845 | 2016-09-28 | 1200 | 2018-09-28
69463 | INFUSION PUMPS, GENERAL PURPOSE | INFUSION PUMPS | INFUSION PUMPS, GENERAL PURPOSE | Active | MSH | MSH | MSH | Central Dispatch | MSH-LVP | Alaris Medical Systems | 8100 - LVP Module | 14690658 | 2016-09-28 | 1200 | 2018-09-28
69464 | INFUSION PUMPS, GENERAL PURPOSE | INFUSION PUMPS | INFUSION PUMPS, GENERAL PURPOSE | Active | MSH | MSH | MSH | Central Dispatch | MSH-LVP | Alaris Medical Systems | 8100 - LVP Module | 14690862 | 2016-09-28 | 1200 | 2018-09-28
69465 | INFUSION PUMPS, GENERAL PURPOSE | INFUSION PUMPS | INFUSION PUMPS, GENERAL PURPOSE | Active | MSH | MSH | MSH | Central Dispatch | MSH-LVP | Alaris Medical Systems | 8100 - LVP Module | 14690920 | 2016-09-28 | 1200 | 2018-09-28
69466 | INFUSION PUMPS, GENERAL PURPOSE | INFUSION PUMPS | INFUSION PUMPS, GENERAL PURPOSE | Active | MSH | MSH | MSH | Central Dispatch | MSH-LVP | Alaris Medical Systems | 8100 - LVP Module | 14690668 | 2016-09-28 | 1200 | 2018-09-28
69467 | INFUSION PUMPS, GENERAL PURPOSE | INFUSION PUMPS | INFUSION PUMPS, GENERAL PURPOSE | Active | MSH | MSH | MSH | Central Dispatch | MSH-LVP | Alaris Medical Systems | 8100 - LVP Module | 14691770 | 2016-09-28 | 1200 | 2018-09-28
69468 | INFUSION PUMPS, GENERAL PURPOSE | INFUSION PUMPS | INFUSION PUMPS, GENERAL PURPOSE | Active | MSH | MSH | MSH | Central Dispatch | MSH-LVP | Alaris Medical Systems | 8100 - LVP Module | 14691745 | 2016-09-28 | 1200 | 2018-09-28
69469 | INFUSION PUMPS, GENERAL PURPOSE | INFUSION PUMPS | INFUSION PUMPS, GENERAL PURPOSE | Active | MSH | MSH | MSH | Central Dispatch | MSH-LVP | Alaris Medical Systems | 8100 - LVP Module | 14690854 | 2016-09-28 | 1200 | 2018-09-28
69470 | INFUSION PUMPS, GENERAL PURPOSE | INFUSION PUMPS | INFUSION PUMPS, GENERAL PURPOSE | Active | MSH | MSH | MSH | Central Dispatch | MSH-LVP | Alaris Medical Systems | 8100 - LVP Module | 14690856 | 2016-09-28 | 1200 | 2018-09-28
69471 | INFUSION PUMPS, GENERAL PURPOSE | INFUSION PUMPS | INFUSION PUMPS, GENERAL PURPOSE | Active | MSH | MSH | MSH | Central Dispatch | MSH-LVP | Alaris Medical Systems | 8100 - LVP Module | 14690918 | 2016-09-28 | 1200 | 2018-09-28
69472 | INFUSION PUMPS, GENERAL PURPOSE | INFUSION PUMPS | INFUSION PUMPS, GENERAL PURPOSE | Active | MSH | MSH | MSH | Central Dispatch | MSH-LVP | Alaris Medical Systems | 8100 - LVP Module | 14690830 | 2016-09-28 | 1200 | 2018-09-28
69473 | INFUSION PUMPS, GENERAL PURPOSE | INFUSION PUMPS | INFUSION PUMPS, GENERAL PURPOSE | Active | MSH | MSH | MSH | Central Dispatch | MSH-LVP | Alaris Medical Systems | 8100 - LVP Module | 14692515 | 2016-09-28 | 1200 | 2018-09-28
69474 | INFUSION PUMPS, GENERAL PURPOSE | INFUSION PUMPS | INFUSION PUMPS, GENERAL PURPOSE | Active | MSH | MSH | MSH | Central Dispatch | MSH-LVP | Alaris Medical Systems | 8100 - LVP Module | 14692516 | 2016-09-28 | 1200 | 2018-09-28
69475 | INFUSION PUMPS, GENERAL PURPOSE | INFUSION PUMPS | INFUSION PUMPS, GENERAL PURPOSE | Active | MSH | MSH | MSH | Central Dispatch | MSH-LVP | Alaris Medical Systems | 8100 - LVP Module | 14690758 | 2016-09-28 | 1200 | 2018-09-28
69476 | INFUSION PUMPS, GENERAL PURPOSE | INFUSION PUMPS | INFUSION PUMPS, GENERAL PURPOSE | Active | MSH | MSH | MSH | Central Dispatch | MSH-LVP | Alaris Medical Systems | 8100 - LVP Module | 14690950 | 2016-09-28 | 1200 | 2018-09-28
69477 | INFUSION PUMPS, GENERAL PURPOSE | INFUSION PUMPS | INFUSION PUMPS, GENERAL PURPOSE | Active | MSH | MSH | MSH | Central Dispatch | MSH-LVP | Alaris Medical Systems | 8100 - LVP Module | 14690692 | 2016-09-28 | 1200 | 2018-09-28
69478 | INFUSION PUMPS, GENERAL PURPOSE | INFUSION PUMPS | INFUSION PUMPS, GENERAL PURPOSE | Active | MSH | MSH | MSH | Central Dispatch | MSH-LVP | Alaris Medical Systems | 8100 - LVP Module | 14690757 | 2016-09-28 | 1200 | 2018-09-28
69479 | INFUSION PUMPS, GENERAL PURPOSE | INFUSION PUMPS | INFUSION PUMPS, GENERAL PURPOSE | Active | MSH | MSH | MSH | Central Dispatch | MSH-LVP | Alaris Medical Systems | 8100 - LVP Module | 14690960 | 2016-09-28 | 1200 | 2018-09-28
69480 | INFUSION PUMPS, GENERAL PURPOSE | INFUSION PUMPS | INFUSION PUMPS, GENERAL PURPOSE | Active | MSH | MSH | MSH | Central Dispatch | MSH-LVP | Alaris Medical Systems | 8100 - LVP Module | 14690968 | 2016-09-28 | 1200 | 2018-09-28
69481 | INFUSION PUMPS, GENERAL PURPOSE | INFUSION PUMPS | INFUSION PUMPS, GENERAL PURPOSE | Active | MSH | MSH | MSH | Central Dispatch | MSH-LVP | Alaris Medical Systems | 8100 - LVP Module | 14690946 | 2016-09-28 | 1200 | 2018-09-28
69482 | INFUSION PUMPS, GENERAL PURPOSE | INFUSION PUMPS | INFUSION PUMPS, GENERAL PURPOSE | Active | MSH | MSH | MSH | Central Dispatch | MSH-LVP | Alaris Medical Systems | 8100 - LVP Module | 14690903 | 2016-09-28 | 1200 | 2018-09-28
69483 | INFUSION PUMPS, GENERAL PURPOSE | INFUSION PUMPS | INFUSION PUMPS, GENERAL PURPOSE | Active | MSH | MSH | MSH | Central Dispatch | MSH-LVP | Alaris Medical Systems | 8100 - LVP Module | 14690904 | 2016-09-28 | 1200 | 2018-09-28
69484 | INFUSION PUMPS, GENERAL PURPOSE | INFUSION PUMPS | INFUSION PUMPS, GENERAL PURPOSE | Active | MSH | MSH | MSH | Central Dispatch | MSH-LVP | Alaris Medical Systems | 8100 - LVP Module | 14690905 | 2016-09-28 | 1200 | 2018-09-28
69485 | INFUSION PUMPS, GENERAL PURPOSE | INFUSION PUMPS | INFUSION PUMPS, GENERAL PURPOSE | Active | MSH | MSH | MSH | Central Dispatch | MSH-LVP | Alaris Medical Systems | 8100 - LVP Module | 14690861 | 2016-09-28 | 1200 | 2018-09-28
69486 | INFUSION PUMPS, GENERAL PURPOSE | INFUSION PUMPS | INFUSION PUMPS, GENERAL PURPOSE | Active | MSH | MSH | MSH | Central Dispatch | MSH-LVP | Alaris Medical Systems | 8100 - LVP Module | 14690857 | 2016-09-28 | 1200 | 2018-09-28
69487 | INFUSION PUMPS, GENERAL PURPOSE | INFUSION PUMPS | INFUSION PUMPS, GENERAL PURPOSE | Active | MSH | MSH | MSH | Central Dispatch | MSH-LVP | Alaris Medical Systems | 8100 - LVP Module | 14690892 | 2016-09-28 | 1200 | 2018-09-28
69488 | INFUSION PUMPS, GENERAL PURPOSE | INFUSION PUMPS | INFUSION PUMPS, GENERAL PURPOSE | Active | MSH | MSH | MSH | Central Dispatch | MSH-LVP | Alaris Medical Systems | 8100 - LVP Module | 14690917 | 2016-09-28 | 1200 | 2018-09-28
69489 | INFUSION PUMPS, GENERAL PURPOSE | INFUSION PUMPS | INFUSION PUMPS, GENERAL PURPOSE | Active | MSH | MSH | MSH | Central Dispatch | MSH-LVP | Alaris Medical Systems | 8100 - LVP Module | 14690818 | 2016-09-28 | 1200 | 2018-09-28
69490 | INFUSION PUMPS, GENERAL PURPOSE | INFUSION PUMPS | INFUSION PUMPS, GENERAL PURPOSE | Active | MSH | MSH | MSH | Central Dispatch | MSH-LVP | Alaris Medical Systems | 8100 - LVP Module | 14690800 | 2016-09-28 | 1200 | 2018-09-28
69491 | INFUSION PUMPS, GENERAL PURPOSE | INFUSION PUMPS | INFUSION PUMPS, GENERAL PURPOSE | Active | MSH | MSH | MSH | Central Dispatch | MSH-LVP | Alaris Medical Systems | 8100 - LVP Module | 14690798 | 2016-09-28 | 1200 | 2018-09-28
69492 | INFUSION PUMPS, GENERAL PURPOSE | INFUSION PUMPS | INFUSION PUMPS, GENERAL PURPOSE | Active | MSH | MSH | MSH | Central Dispatch | MSH-LVP | Alaris Medical Systems | 8100 - LVP Module | 14690842 | 2016-09-28 | 1200 | 2018-09-28
69493 | INFUSION PUMPS, GENERAL PURPOSE | INFUSION PUMPS | INFUSION PUMPS, GENERAL PURPOSE | Active | MSH | MSH | MSH | Central Dispatch | MSH-LVP | Alaris Medical Systems | 8100 - LVP Module | 14690781 | 2016-09-28 | 1200 | 2018-09-28
69494 | INFUSION PUMPS, GENERAL PURPOSE | INFUSION PUMPS | INFUSION PUMPS, GENERAL PURPOSE | Active | MSH | MSH | MSH | Central Dispatch | MSH-LVP | Alaris Medical Systems | 8100 - LVP Module | 14690762 | 2016-09-28 | 1200 | 2018-09-28
69495 | INFUSION PUMPS, GENERAL PURPOSE | INFUSION PUMPS | INFUSION PUMPS, GENERAL PURPOSE | Active | MSH | MSH | MSH | Central Dispatch | MSH-LVP | Alaris Medical Systems | 8100 - LVP Module | 14692437 | 2016-09-28 | 1200 | 2018-09-28
69496 | INFUSION PUMPS, GENERAL PURPOSE | INFUSION PUMPS | INFUSION PUMPS, GENERAL PURPOSE | Active | MSH | MSH | MSH | Central Dispatch | MSH-LVP | Alaris Medical Systems | 8100 - LVP Module | 14692430 | 2016-09-28 | 1200 | 2018-09-28
69497 | INFUSION PUMPS, GENERAL PURPOSE | INFUSION PUMPS | INFUSION PUMPS, GENERAL PURPOSE | Active | MSH | MSH | MSH | Central Dispatch | MSH-LVP | Alaris Medical Systems | 8100 - LVP Module | 14692333 | 2016-09-28 | 1200 | 2018-09-28
69498 | INFUSION PUMPS, GENERAL PURPOSE | INFUSION PUMPS | INFUSION PUMPS, GENERAL PURPOSE | Active | MSH | MSH | MSH | Central Dispatch | MSH-LVP | Alaris Medical Systems | 8100 - LVP Module | 14692349 | 2016-09-28 | 1200 | 2018-09-28
69499 | INFUSION PUMPS, GENERAL PURPOSE | INFUSION PUMPS | INFUSION PUMPS, GENERAL PURPOSE | Active | MSH | MSH | MSH | Central Dispatch | MSH-LVP | Alaris Medical Systems | 8100 - LVP Module | 14691757 | 2016-09-28 | 1200 | 2018-09-28
69500 | INFUSION PUMPS, GENERAL PURPOSE | INFUSION PUMPS | INFUSION PUMPS, GENERAL PURPOSE | Active | MSH | MSH | MSH | Central Dispatch | MSH-LVP | Alaris Medical Systems | 8100 - LVP Module | 14691893 | 2016-09-28 | 1200 | 2018-09-28
69501 | INFUSION PUMPS, GENERAL PURPOSE | INFUSION PUMPS | INFUSION PUMPS, GENERAL PURPOSE | Active | MSH | MSH | MSH | Central Dispatch | MSH-LVP | Alaris Medical Systems | 8100 - LVP Module | 14692440 | 2016-09-28 | 1200 | 2018-09-28
69502 | INFUSION PUMPS, GENERAL PURPOSE | INFUSION PUMPS | INFUSION PUMPS, GENERAL PURPOSE | Active | MSH | MSH | MSH | Central Dispatch | MSH-LVP | Alaris Medical Systems | 8100 - LVP Module | 14692391 | 2016-09-28 | 1200 | 2018-09-28
69503 | INFUSION PUMPS, GENERAL PURPOSE | INFUSION PUMPS | INFUSION PUMPS, GENERAL PURPOSE | Active | MSH | MSH | MSH | Central Dispatch | MSH-LVP | Alaris Medical Systems | 8100 - LVP Module | 14692189 | 2016-09-28 | 1200 | 2018-09-28
69504 | INFUSION PUMPS, GENERAL PURPOSE | INFUSION PUMPS | INFUSION PUMPS, GENERAL PURPOSE | Active | MSH | MSH | MSH | Central Dispatch | MSH-LVP | Alaris Medical Systems | 8100 - LVP Module | 14691692 | 2016-09-28 | 1200 | 2018-09-28
69505 | INFUSION PUMPS, GENERAL PURPOSE | INFUSION PUMPS | INFUSION PUMPS, GENERAL PURPOSE | Active | MSH | MSH | MSH | Central Dispatch | MSH-LVP | Alaris Medical Systems | 8100 - LVP Module | 14691902 | 2016-09-28 | 1200 | 2018-09-28
69506 | INFUSION PUMPS, GENERAL PURPOSE | INFUSION PUMPS | INFUSION PUMPS, GENERAL PURPOSE | Active | MSH | MSH | MSH | Central Dispatch | MSH-LVP | Alaris Medical Systems | 8100 - LVP Module | 14691877 | 2016-09-28 | 1200 | 2018-09-28
69507 | INFUSION PUMPS, GENERAL PURPOSE | INFUSION PUMPS | INFUSION PUMPS, GENERAL PURPOSE | Active | MSH | MSH | MSH | Central Dispatch | MSH-LVP | Alaris Medical Systems | 8100 - LVP Module | 14690900 | 2016-09-28 | 1200 | 2018-09-28
69508 | INFUSION PUMPS, GENERAL PURPOSE | INFUSION PUMPS | INFUSION PUMPS, GENERAL PURPOSE | Active | MSH | MSH | MSH | Central Dispatch | MSH-LVP | Alaris Medical Systems | 8100 - LVP Module | 14690901 | 2016-09-28 | 1200 | 2018-09-28
69509 | INFUSION PUMPS, GENERAL PURPOSE | INFUSION PUMPS | INFUSION PUMPS, GENERAL PURPOSE | Active | MSH | MSH | MSH | Central Dispatch | MSH-LVP | Alaris Medical Systems | 8100 - LVP Module | 14691690 | 2016-09-28 | 1200 | 2018-09-28
69510 | INFUSION PUMPS, GENERAL PURPOSE | INFUSION PUMPS | INFUSION PUMPS, GENERAL PURPOSE | Active | MSH | MSH | MSH | Central Dispatch | MSH-LVP | Alaris Medical Systems | 8100 - LVP Module | 14692331 | 2016-09-28 | 1200 | 2018-09-28
69511 | INFUSION PUMPS, GENERAL PURPOSE | INFUSION PUMPS | INFUSION PUMPS, GENERAL PURPOSE | Active | MSH | MSH | MSH | Central Dispatch | MSH-LVP | Alaris Medical Systems | 8100 - LVP Module | 14690795 | 2016-09-28 | 1200 | 2018-09-28
69512 | INFUSION PUMPS, GENERAL PURPOSE | INFUSION PUMPS | INFUSION PUMPS, GENERAL PURPOSE | Active | MSH | MSH | MSH | Central Dispatch | MSH-LVP | Alaris Medical Systems | 8100 - LVP Module | 14690789 | 2016-09-28 | 1200 | 2018-09-28
69513 | INFUSION PUMPS, GENERAL PURPOSE | INFUSION PUMPS | INFUSION PUMPS, GENERAL PURPOSE | Active | MSH | MSH | MSH | Central Dispatch | MSH-LVP | Alaris Medical Systems | 8100 - LVP Module | 14692429 | 2016-09-28 | 1200 | 2018-09-28
69514 | INFUSION PUMPS, GENERAL PURPOSE | INFUSION PUMPS | INFUSION PUMPS, GENERAL PURPOSE | Active | MSH | MSH | MSH | Central Dispatch | MSH-LVP | Alaris Medical Systems | 8100 - LVP Module | 14692423 | 2016-09-28 | 1200 | 2018-09-28
69515 | INFUSION PUMPS, GENERAL PURPOSE | INFUSION PUMPS | INFUSION PUMPS, GENERAL PURPOSE | Active | MSH | MSH | MSH | Central Dispatch | MSH-LVP | Alaris Medical Systems | 8100 - LVP Module | 14691602 | 2016-09-28 | 1200 | 2018-09-28
69516 | INFUSION PUMPS, GENERAL PURPOSE | INFUSION PUMPS | INFUSION PUMPS, GENERAL PURPOSE | Active | MSH | MSH | MSH | Central Dispatch | MSH-LVP | Alaris Medical Systems | 8100 - LVP Module | 14692435 | 2016-09-28 | 1200 | 2018-09-28
69517 | INFUSION PUMPS, GENERAL PURPOSE | INFUSION PUMPS | INFUSION PUMPS, GENERAL PURPOSE | Active | MSH | MSH | MSH | Central Dispatch | MSH-LVP | Alaris Medical Systems | 8100 - LVP Module | 14691733 | 2016-09-28 | 1200 | 2018-09-28
69518 | INFUSION PUMPS, GENERAL PURPOSE | INFUSION PUMPS | INFUSION PUMPS, GENERAL PURPOSE | Active | MSH | MSH | MSH | Central Dispatch | MSH-LVP | Alaris Medical Systems | 8100 - LVP Module | 14692438 | 2016-09-28 | 1200 | 2018-09-28
69519 | INFUSION PUMPS, GENERAL PURPOSE | INFUSION PUMPS | INFUSION PUMPS, GENERAL PURPOSE | Active | MSH | MSH | MSH | Central Dispatch | MSH-LVP | Alaris Medical Systems | 8100 - LVP Module | 14691805 | 2016-09-28 | 1200 | 2018-09-28
69520 | INFUSION PUMPS, GENERAL PURPOSE | INFUSION PUMPS | INFUSION PUMPS, GENERAL PURPOSE | Active | MSH | MSH | MSH | Central Dispatch | MSH-LVP | Alaris Medical Systems | 8100 - LVP Module | 14692353 | 2016-09-28 | 1200 | 2018-09-28
69521 | INFUSION PUMPS, GENERAL PURPOSE | INFUSION PUMPS | INFUSION PUMPS, GENERAL PURPOSE | Active | MSH | MSH | MSH | Central Dispatch | MSH-LVP | Alaris Medical Systems | 8100 - LVP Module | 14690983 | 2016-09-28 | 1200 | 2018-09-28
69522 | INFUSION PUMPS, GENERAL PURPOSE | INFUSION PUMPS | INFUSION PUMPS, GENERAL PURPOSE | Active | MSH | MSH | MSH | Central Dispatch | MSH-LVP | Alaris Medical Systems | 8100 - LVP Module | 14690987 | 2016-09-28 | 1200 | 2018-09-28
69523 | INFUSION PUMPS, GENERAL PURPOSE | INFUSION PUMPS | INFUSION PUMPS, GENERAL PURPOSE | Active | MSH | MSH | MSH | Central Dispatch | MSH-LVP | Alaris Medical Systems | 8100 - LVP Module | 14691108 | 2016-09-28 | 1200 | 2018-09-28
69524 | INFUSION PUMPS, GENERAL PURPOSE | INFUSION PUMPS | INFUSION PUMPS, GENERAL PURPOSE | Active | MSH | MSH | MSH | Central Dispatch | MSH-LVP | Alaris Medical Systems | 8100 - LVP Module | 14690979 | 2016-09-28 | 1200 | 2018-09-28
69525 | INFUSION PUMPS, GENERAL PURPOSE | INFUSION PUMPS | INFUSION PUMPS, GENERAL PURPOSE | Active | MSH | MSH | MSH | Central Dispatch | MSH-LVP | Alaris Medical Systems | 8100 - LVP Module | 14690886 | 2016-09-28 | 1200 | 2018-09-28
69526 | INFUSION PUMPS, GENERAL PURPOSE | INFUSION PUMPS | INFUSION PUMPS, GENERAL PURPOSE | Active | MSH | MSH | MSH | Central Dispatch | MSH-LVP | Alaris Medical Systems | 8100 - LVP Module | 14690662 | 2016-09-28 | 1200 | 2018-09-28
69527 | INFUSION PUMPS, GENERAL PURPOSE | INFUSION PUMPS | INFUSION PUMPS, GENERAL PURPOSE | Active | MSH | MSH | MSH | Central Dispatch | MSH-LVP | Alaris Medical Systems | 8100 - LVP Module | 14690858 | 2016-09-28 | 1200 | 2018-09-28
69528 | INFUSION PUMPS, GENERAL PURPOSE | INFUSION PUMPS | INFUSION PUMPS, GENERAL PURPOSE | Active | MSH | MSH | MSH | Central Dispatch | MSH-LVP | Alaris Medical Systems | 8100 - LVP Module | 14690935 | 2016-09-28 | 1200 | 2018-09-28
69529 | INFUSION PUMPS, GENERAL PURPOSE | INFUSION PUMPS | INFUSION PUMPS, GENERAL PURPOSE | Active | MSH | MSH | MSH | Central Dispatch | MSH-LVP | Alaris Medical Systems | 8100 - LVP Module | 14691700 | 2016-09-28 | 1200 | 2018-09-28
69530 | INFUSION PUMPS, GENERAL PURPOSE | INFUSION PUMPS | INFUSION PUMPS, GENERAL PURPOSE | Active | MSH | MSH | MSH | Central Dispatch | MSH-LVP | Alaris Medical Systems | 8100 - LVP Module | 14692339 | 2016-09-28 | 1200 | 2018-09-28
69531 | INFUSION PUMPS, GENERAL PURPOSE | INFUSION PUMPS | INFUSION PUMPS, GENERAL PURPOSE | Active | MSH | MSH | MSH | Central Dispatch | MSH-LVP | Alaris Medical Systems | 8100 - LVP Module | 14692296 | 2016-09-28 | 1200 | 2018-09-28
69532 | INFUSION PUMPS, GENERAL PURPOSE | INFUSION PUMPS | INFUSION PUMPS, GENERAL PURPOSE | Active | MSH | MSH | MSH | Central Dispatch | MSH-LVP | Alaris Medical Systems | 8100 - LVP Module | 14692192 | 2016-09-28 | 1200 | 2018-09-28
69533 | INFUSION PUMPS, GENERAL PURPOSE | INFUSION PUMPS | INFUSION PUMPS, GENERAL PURPOSE | Active | MSH | MSH | MSH | Central Dispatch | MSH-LVP | Alaris Medical Systems | 8100 - LVP Module | 14691896 | 2016-09-28 | 1200 | 2018-09-28
69534 | INFUSION PUMPS, GENERAL PURPOSE | INFUSION PUMPS | INFUSION PUMPS, GENERAL PURPOSE | Active | MSH | MSH | MSH | Central Dispatch | MSH-LVP | Alaris Medical Systems | 8100 - LVP Module | 14691900 | 2016-09-28 | 1200 | 2018-09-28
69535 | INFUSION PUMPS, GENERAL PURPOSE | INFUSION PUMPS | INFUSION PUMPS, GENERAL PURPOSE | Active | MSH | MSH | MSH | Central Dispatch | MSH-LVP | Alaris Medical Systems | 8100 - LVP Module | 14692451 | 2016-09-28 | 1200 | 2018-09-28
69536 | INFUSION PUMPS, GENERAL PURPOSE | INFUSION PUMPS | INFUSION PUMPS, GENERAL PURPOSE | Active | MSH | MSH | MSH | Central Dispatch | MSH-LVP | Alaris Medical Systems | 8100 - LVP Module | 14691843 | 2016-09-28 | 1200 | 2018-09-28
69537 | INFUSION PUMPS, GENERAL PURPOSE | INFUSION PUMPS | INFUSION PUMPS, GENERAL PURPOSE | Active | MSH | MSH | MSH | Central Dispatch | MSH-LVP | Alaris Medical Systems | 8100 - LVP Module | 14692432 | 2016-09-28 | 1200 | 2018-09-28
69538 | INFUSION PUMPS, GENERAL PURPOSE | INFUSION PUMPS | INFUSION PUMPS, GENERAL PURPOSE | Active | MSH | MSH | MSH | Central Dispatch | MSH-LVP | Alaris Medical Systems | 8100 - LVP Module | 14691760 | 2016-09-28 | 1200 | 2018-09-28
69539 | INFUSION PUMPS, GENERAL PURPOSE | INFUSION PUMPS | INFUSION PUMPS, GENERAL PURPOSE | Active | MSH | MSH | MSH | Central Dispatch | MSH-LVP | Alaris Medical Systems | 8100 - LVP Module | 14691839 | 2016-09-28 | 1200 | 2018-09-28
69540 | INFUSION PUMPS, GENERAL PURPOSE | INFUSION PUMPS | INFUSION PUMPS, GENERAL PURPOSE | Active | MSH | MSH | MSH | Central Dispatch | MSH-LVP | Alaris Medical Systems | 8100 - LVP Module | 14691871 | 2016-09-28 | 1200 | 2018-09-28
69541 | INFUSION PUMPS, GENERAL PURPOSE | INFUSION PUMPS | INFUSION PUMPS, GENERAL PURPOSE | Active | MSH | MSH | MSH | Central Dispatch | MSH-LVP | Alaris Medical Systems | 8100 - LVP Module | 14691644 | 2016-09-28 | 1200 | 2018-09-28
69542 | INFUSION PUMPS, GENERAL PURPOSE | INFUSION PUMPS | INFUSION PUMPS, GENERAL PURPOSE | Active | MSH | MSH | MSH | Central Dispatch | MSH-LVP | Alaris Medical Systems | 8100 - LVP Module | 14691747 | 2016-09-28 | 1200 | 2018-09-28
69543 | INFUSION PUMPS, GENERAL PURPOSE | INFUSION PUMPS | INFUSION PUMPS, GENERAL PURPOSE | Active | MSH | MSH | MSH | Central Dispatch | MSH-LVP | Alaris Medical Systems | 8100 - LVP Module | 14691887 | 2016-09-28 | 1200 | 2018-09-28
69544 | INFUSION PUMPS, GENERAL PURPOSE | INFUSION PUMPS | INFUSION PUMPS, GENERAL PURPOSE | Active | MSH | MSH | MSH | Central Dispatch | MSH-LVP | Alaris Medical Systems | 8100 - LVP Module | 14692271 | 2016-09-28 | 1200 | 2018-09-28
69545 | INFUSION PUMPS, GENERAL PURPOSE | INFUSION PUMPS | INFUSION PUMPS, GENERAL PURPOSE | Active | MSH | MSH | MSH | Central Dispatch | MSH-LVP | Alaris Medical Systems | 8100 - LVP Module | 14691886 | 2016-09-28 | 1200 | 2018-09-28
69546 | INFUSION PUMPS, GENERAL PURPOSE | INFUSION PUMPS | INFUSION PUMPS, GENERAL PURPOSE | Active | MSH | MSH | MSH | Central Dispatch | MSH-LVP | Alaris Medical Systems | 8100 - LVP Module | 14691880 | 2016-09-28 | 1200 | 2018-09-28
69547 | INFUSION PUMPS, GENERAL PURPOSE | INFUSION PUMPS | INFUSION PUMPS, GENERAL PURPOSE | Active | MSH | MSH | MSH | Central Dispatch | MSH-LVP | Alaris Medical Systems | 8100 - LVP Module | 14691876 | 2016-09-28 | 1200 | 2018-09-28
69548 | INFUSION PUMPS, GENERAL PURPOSE | INFUSION PUMPS | INFUSION PUMPS, GENERAL PURPOSE | Active | MSH | MSH | MSH | Central Dispatch | MSH-LVP | Alaris Medical Systems | 8100 - LVP Module | 14692313 | 2016-09-28 | 1200 | 2018-09-28
69549 | INFUSION PUMPS, GENERAL PURPOSE | INFUSION PUMPS | INFUSION PUMPS, GENERAL PURPOSE | Active | MSH | MSH | MSH | Central Dispatch | MSH-LVP | Alaris Medical Systems | 8100 - LVP Module | 14692237 | 2016-09-28 | 1200 | 2018-09-28
69550 | INFUSION PUMPS, GENERAL PURPOSE | INFUSION PUMPS | INFUSION PUMPS, GENERAL PURPOSE | Active | MSH | MSH | MSH | Central Dispatch | MSH-LVP | Alaris Medical Systems | 8100 - LVP Module | 14691885 | 2016-09-28 | 1200 | 2018-09-28
69551 | INFUSION PUMPS, GENERAL PURPOSE | INFUSION PUMPS | INFUSION PUMPS, GENERAL PURPOSE | Active | MSH | MSH | MSH | Central Dispatch | MSH-LVP | Alaris Medical Systems | 8100 - LVP Module | 14692222 | 2016-09-28 | 1200 | 2018-09-28
69552 | INFUSION PUMPS, GENERAL PURPOSE | INFUSION PUMPS | INFUSION PUMPS, GENERAL PURPOSE | Active | MSH | MSH | MSH | Central Dispatch | MSH-LVP | Alaris Medical Systems | 8100 - LVP Module | 14692196 | 2016-09-28 | 1200 | 2018-09-28
69553 | INFUSION PUMPS, GENERAL PURPOSE | INFUSION PUMPS | INFUSION PUMPS, GENERAL PURPOSE | Active | MSH | MSH | MSH | Central Dispatch | MSH-LVP | Alaris Medical Systems | 8100 - LVP Module | 14691216 | 2016-09-28 | 1200 | 2018-09-28
69554 | INFUSION PUMPS, GENERAL PURPOSE | INFUSION PUMPS | INFUSION PUMPS, GENERAL PURPOSE | Active | MSH | MSH | MSH | Central Dispatch | MSH-LVP | Alaris Medical Systems | 8100 - LVP Module | 14691027 | 2016-09-28 | 1200 | 2018-09-28
69555 | INFUSION PUMPS, GENERAL PURPOSE | INFUSION PUMPS | INFUSION PUMPS, GENERAL PURPOSE | Active | MSH | MSH | MSH | Central Dispatch | MSH-LVP | Alaris Medical Systems | 8100 - LVP Module | 14690936 | 2016-09-28 | 1200 | 2018-09-28
69556 | INFUSION PUMPS, GENERAL PURPOSE | INFUSION PUMPS | INFUSION PUMPS, GENERAL PURPOSE | Active | MSH | MSH | MSH | Central Dispatch | MSH-LVP | Alaris Medical Systems | 8100 - LVP Module | 14691021 | 2016-09-28 | 1200 | 2018-09-28
69557 | INFUSION PUMPS, GENERAL PURPOSE | INFUSION PUMPS | INFUSION PUMPS, GENERAL PURPOSE | Active | MSH | MSH | MSH | Central Dispatch | MSH-LVP | Alaris Medical Systems | 8100 - LVP Module | 14690884 | 2016-09-28 | 1200 | 2018-09-28
69558 | INFUSION PUMPS, GENERAL PURPOSE | INFUSION PUMPS | INFUSION PUMPS, GENERAL PURPOSE | Active | MSH | MSH | MSH | Central Dispatch | MSH-LVP | Alaris Medical Systems | 8100 - LVP Module | 14692270 | 2016-09-28 | 1200 | 2018-09-28
69559 | INFUSION PUMPS, GENERAL PURPOSE | INFUSION PUMPS | INFUSION PUMPS, GENERAL PURPOSE | Active | MSH | MSH | MSH | Central Dispatch | MSH-LVP | Alaris Medical Systems | 8100 - LVP Module | 14690881 | 2016-09-28 | 1200 | 2018-09-28
69560 | INFUSION PUMPS, GENERAL PURPOSE | INFUSION PUMPS | INFUSION PUMPS, GENERAL PURPOSE | Active | MSH | MSH | MSH | Central Dispatch | MSH-LVP | Alaris Medical Systems | 8100 - LVP Module | 14690990 | 2016-09-28 | 1200 | 2018-09-28
69561 | INFUSION PUMPS, GENERAL PURPOSE | INFUSION PUMPS | INFUSION PUMPS, GENERAL PURPOSE | Active | MSH | MSH | MSH | Central Dispatch | MSH-LVP | Alaris Medical Systems | 8100 - LVP Module | 14691004 | 2016-09-28 | 1200 | 2018-09-28
69562 | INFUSION PUMPS, GENERAL PURPOSE | INFUSION PUMPS | INFUSION PUMPS, GENERAL PURPOSE | Active | MSH | MSH | 6 | General Oncology Clinic | Oncology | Alaris Medical Systems | 8100 - LVP Module | 14691060 | 2016-09-28 | 1200 | 2018-09-28 | Belonged to MSH, but on go-live day, Oncology got short of pumps, so this was moved from MSH-central dispatch to Oncology
69563 | INFUSION PUMPS, GENERAL PURPOSE | INFUSION PUMPS | INFUSION PUMPS, GENERAL PURPOSE | Active | MSH | MSH | MSH | Central Dispatch | MSH-LVP | Alaris Medical Systems | 8100 - LVP Module | 14691146 | 2016-09-28 | 1200 | 2018-09-28
69564 | INFUSION PUMPS, GENERAL PURPOSE | INFUSION PUMPS | INFUSION PUMPS, GENERAL PURPOSE | Active | MSH | MSH | MSH | Central Dispatch | MSH-LVP | Alaris Medical Systems | 8100 - LVP Module | 14690991 | 2016-09-28 | 1200 | 2018-09-28
69565 | INFUSION PUMPS, GENERAL PURPOSE | INFUSION PUMPS | INFUSION PUMPS, GENERAL PURPOSE | Active | MSH | MSH | MSH | Central Dispatch | MSH-LVP | Alaris Medical Systems | 8100 - LVP Module | 14691051 | 2016-09-28 | 1200 | 2018-09-28
69566 | INFUSION PUMPS, GENERAL PURPOSE | INFUSION PUMPS | INFUSION PUMPS, GENERAL PURPOSE | Active | MSH | MSH | MSH | Central Dispatch | MSH-LVP | Alaris Medical Systems | 8100 - LVP Module | 14690849 | 2016-09-28 | 1200 | 2018-09-28
69567 | INFUSION PUMPS, GENERAL PURPOSE | INFUSION PUMPS | INFUSION PUMPS, GENERAL PURPOSE | Active | MSH | MSH | MSH | Central Dispatch | MSH-LVP | Alaris Medical Systems | 8100 - LVP Module | 14690860 | 2016-09-28 | 1200 | 2018-09-28
69568 | INFUSION PUMPS, GENERAL PURPOSE | INFUSION PUMPS | INFUSION PUMPS, GENERAL PURPOSE | Active | MSH | MSH | MSH | Central Dispatch | MSH-LVP | Alaris Medical Systems | 8100 - LVP Module | 14691123 | 2016-09-28 | 1200 | 2018-09-28
69569 | INFUSION PUMPS, GENERAL PURPOSE | INFUSION PUMPS | INFUSION PUMPS, GENERAL PURPOSE | Active | MSH | MSH | MSH | Central Dispatch | MSH-LVP | Alaris Medical Systems | 8100 - LVP Module | 14691037 | 2016-09-28 | 1200 | 2018-09-28
69570 | INFUSION PUMPS, GENERAL PURPOSE | INFUSION PUMPS | INFUSION PUMPS, GENERAL PURPOSE | Active | MSH | MSH | MSH | Central Dispatch | MSH-LVP | Alaris Medical Systems | 8100 - LVP Module | 14690993 | 2016-09-28 | 1200 | 2018-09-28
69571 | INFUSION PUMPS, GENERAL PURPOSE | INFUSION PUMPS | INFUSION PUMPS, GENERAL PURPOSE | Active | MSH | MSH | MSH | Central Dispatch | MSH-LVP | Alaris Medical Systems | 8100 - LVP Module | 14690986 | 2016-09-28 | 1200 | 2018-09-28
69572 | INFUSION PUMPS, GENERAL PURPOSE | INFUSION PUMPS | INFUSION PUMPS, GENERAL PURPOSE | Active | MSH | MSH | MSH | Central Dispatch | MSH-LVP | Alaris Medical Systems | 8100 - LVP Module | 14691007 | 2016-09-28 | 1200 | 2018-09-28
69573 | INFUSION PUMPS, GENERAL PURPOSE | INFUSION PUMPS | INFUSION PUMPS, GENERAL PURPOSE | Active | MSH | MSH | MSH | Central Dispatch | MSH-LVP | Alaris Medical Systems | 8100 - LVP Module | 14691005 | 2016-09-28 | 1200 | 2018-09-28
69574 | INFUSION PUMPS, GENERAL PURPOSE | INFUSION PUMPS | INFUSION PUMPS, GENERAL PURPOSE | Active | MSH | MSH | MSH | Central Dispatch | MSH-LVP | Alaris Medical Systems | 8100 - LVP Module | 14691026 | 2016-09-28 | 1200 | 2018-09-28
69575 | INFUSION PUMPS, GENERAL PURPOSE | INFUSION PUMPS | INFUSION PUMPS, GENERAL PURPOSE | Active | MSH | MSH | MSH | Central Dispatch | MSH-LVP | Alaris Medical Systems | 8100 - LVP Module | 14690977 | 2016-09-28 | 1200 | 2018-09-28
69576 | INFUSION PUMPS, GENERAL PURPOSE | INFUSION PUMPS | INFUSION PUMPS, GENERAL PURPOSE | Active | MSH | MSH | MSH | Central Dispatch | MSH-LVP | Alaris Medical Systems | 8100 - LVP Module | 14691111 | 2016-09-28 | 1200 | 2018-09-28
69577 | INFUSION PUMPS, GENERAL PURPOSE | INFUSION PUMPS | INFUSION PUMPS, GENERAL PURPOSE | Active | MSH | MSH | MSH | Central Dispatch | MSH-LVP | Alaris Medical Systems | 8100 - LVP Module | 14690880 | 2016-09-28 | 1200 | 2018-09-28
69578 | INFUSION PUMPS, GENERAL PURPOSE | INFUSION PUMPS | INFUSION PUMPS, GENERAL PURPOSE | Active | MSH | MSH | MSH | Central Dispatch | MSH-LVP | Alaris Medical Systems | 8100 - LVP Module | 14690853 | 2016-09-28 | 1200 | 2018-09-28
69579 | INFUSION PUMPS, GENERAL PURPOSE | INFUSION PUMPS | INFUSION PUMPS, GENERAL PURPOSE | Active | MSH | MSH | MSH | Central Dispatch | MSH-LVP | Alaris Medical Systems | 8100 - LVP Module | 14690939 | 2016-09-28 | 1200 | 2018-09-28
69580 | INFUSION PUMPS, GENERAL PURPOSE | INFUSION PUMPS | INFUSION PUMPS, GENERAL PURPOSE | Active | MSH | MSH | MSH | Central Dispatch | MSH-LVP | Alaris Medical Systems | 8100 - LVP Module | 14691019 | 2016-09-28 | 1200 | 2018-09-28
69581 | INFUSION PUMPS, GENERAL PURPOSE | INFUSION PUMPS | INFUSION PUMPS, GENERAL PURPOSE | Active | MSH | MSH | MSH | Central Dispatch | MSH-LVP | Alaris Medical Systems | 8100 - LVP Module | 14691001 | 2016-09-28 | 1200 | 2018-09-28
69582 | INFUSION PUMPS, GENERAL PURPOSE | INFUSION PUMPS | INFUSION PUMPS, GENERAL PURPOSE | Active | MSH | MSH | MSH | Central Dispatch | MSH-LVP | Alaris Medical Systems | 8100 - LVP Module | 14690963 | 2016-09-28 | 1200 | 2018-09-28
69583 | INFUSION PUMPS, GENERAL PURPOSE | INFUSION PUMPS | INFUSION PUMPS, GENERAL PURPOSE | Active | MSH | MSH | MSH | Central Dispatch | MSH-LVP | Alaris Medical Systems | 8100 - LVP Module | 14690975 | 2016-09-28 | 1200 | 2018-09-28
69584 | INFUSION PUMPS, GENERAL PURPOSE | INFUSION PUMPS | INFUSION PUMPS, GENERAL PURPOSE | Active | MSH | MSH | MSH | Central Dispatch | MSH-LVP | Alaris Medical Systems | 8100 - LVP Module | 14691063 | 2016-09-28 | 1200 | 2018-09-28
69585 | INFUSION PUMPS, GENERAL PURPOSE | INFUSION PUMPS | INFUSION PUMPS, GENERAL PURPOSE | Active | MSH | MSH | MSH | Central Dispatch | MSH-LVP | Alaris Medical Systems | 8100 - LVP Module | 14691118 | 2016-09-28 | 1200 | 2018-09-28
69586 | INFUSION PUMPS, GENERAL PURPOSE | INFUSION PUMPS | INFUSION PUMPS, GENERAL PURPOSE | Active | MSH | MSH | MSH | Central Dispatch | MSH-LVP | Alaris Medical Systems | 8100 - LVP Module | 14691401 | 2016-09-28 | 1200 | 2018-09-28
69587 | INFUSION PUMPS, GENERAL PURPOSE | INFUSION PUMPS | INFUSION PUMPS, GENERAL PURPOSE | Active | MSH | MSH | MSH | Central Dispatch | MSH-LVP | Alaris Medical Systems | 8100 - LVP Module | 14692295 | 2016-09-28 | 1200 | 2018-09-28
69588 | INFUSION PUMPS, GENERAL PURPOSE | INFUSION PUMPS | INFUSION PUMPS, GENERAL PURPOSE | Active | MSH | MSH | MSH | Central Dispatch | MSH-LVP | Alaris Medical Systems | 8100 - LVP Module | 14692287 | 2016-09-28 | 1200 | 2018-09-28
69589 | INFUSION PUMPS, GENERAL PURPOSE | INFUSION PUMPS | INFUSION PUMPS, GENERAL PURPOSE | Active | MSH | MSH | MSH | Central Dispatch | MSH-LVP | Alaris Medical Systems | 8100 - LVP Module | 14692455 | 2016-09-28 | 1200 | 2018-09-28
69590 | INFUSION PUMPS, GENERAL PURPOSE | INFUSION PUMPS | INFUSION PUMPS, GENERAL PURPOSE | Active | MSH | MSH | MSH | Central Dispatch | MSH-LVP | Alaris Medical Systems | 8100 - LVP Module | 14692446 | 2016-09-28 | 1200 | 2018-09-28
69591 | INFUSION PUMPS, GENERAL PURPOSE | INFUSION PUMPS | INFUSION PUMPS, GENERAL PURPOSE | Active | MSH | MSH | MSH | Central Dispatch | MSH-LVP | Alaris Medical Systems | 8100 - LVP Module | 14691729 | 2016-09-28 | 1200 | 2018-09-28
69592 | INFUSION PUMPS, GENERAL PURPOSE | INFUSION PUMPS | INFUSION PUMPS, GENERAL PURPOSE | Active | MSH | MSH | MSH | Central Dispatch | MSH-LVP | Alaris Medical Systems | 8100 - LVP Module | 14692456 | 2016-09-28 | 1200 | 2018-09-28
69593 | INFUSION PUMPS, GENERAL PURPOSE | INFUSION PUMPS | INFUSION PUMPS, GENERAL PURPOSE | Active | MSH | MSH | MSH | Central Dispatch | MSH-LVP | Alaris Medical Systems | 8100 - LVP Module | 14691651 | 2016-09-28 | 1200 | 2018-09-28
69594 | INFUSION PUMPS, GENERAL PURPOSE | INFUSION PUMPS | INFUSION PUMPS, GENERAL PURPOSE | Active | MSH | MSH | MSH | Central Dispatch | MSH-LVP | Alaris Medical Systems | 8100 - LVP Module | 14691862 | 2016-09-28 | 1200 | 2018-09-28
69595 | INFUSION PUMPS, GENERAL PURPOSE | INFUSION PUMPS | INFUSION PUMPS, GENERAL PURPOSE | Active | MSH | MSH | MSH | Central Dispatch | MSH-LVP | Alaris Medical Systems | 8100 - LVP Module | 14692249 | 2016-09-28 | 1200 | 2018-09-28
69596 | INFUSION PUMPS, GENERAL PURPOSE | INFUSION PUMPS | INFUSION PUMPS, GENERAL PURPOSE | Active | MSH | MSH | MSH | Central Dispatch | MSH-LVP | Alaris Medical Systems | 8100 - LVP Module | 14691859 | 2016-09-28 | 1200 | 2018-09-28
69597 | INFUSION PUMPS, GENERAL PURPOSE | INFUSION PUMPS | INFUSION PUMPS, GENERAL PURPOSE | Active | MSH | MSH | MSH | Central Dispatch | MSH-LVP | Alaris Medical Systems | 8100 - LVP Module | 14691883 | 2016-09-28 | 1200 | 2018-09-28
69598 | INFUSION PUMPS, GENERAL PURPOSE | INFUSION PUMPS | INFUSION PUMPS, GENERAL PURPOSE | Active | MSH | MSH | MSH | Central Dispatch | MSH-LVP | Alaris Medical Systems | 8100 - LVP Module | 14691571 | 2016-09-28 | 1200 | 2018-09-28
69599 | INFUSION PUMPS, GENERAL PURPOSE | INFUSION PUMPS | INFUSION PUMPS, GENERAL PURPOSE | Active | MSH | MSH | MSH | Central Dispatch | MSH-LVP | Alaris Medical Systems | 8100 - LVP Module | 14691564 | 2016-09-28 | 1200 | 2018-09-28
69600 | INFUSION PUMPS, GENERAL PURPOSE | INFUSION PUMPS | INFUSION PUMPS, GENERAL PURPOSE | Active | MSH | MSH | MSH | Central Dispatch | MSH-LVP | Alaris Medical Systems | 8100 - LVP Module | 14692259 | 2016-09-28 | 1200 | 2018-09-28
69601 | INFUSION PUMPS, GENERAL PURPOSE | INFUSION PUMPS | INFUSION PUMPS, GENERAL PURPOSE | Active | MSH | MSH | MSH | Central Dispatch | MSH-LVP | Alaris Medical Systems | 8100 - LVP Module | 14691892 | 2016-09-28 | 1200 | 2018-09-28
69602 | INFUSION PUMPS, GENERAL PURPOSE | INFUSION PUMPS | INFUSION PUMPS, GENERAL PURPOSE | Active | MSH | MSH | MSH | Central Dispatch | MSH-LVP | Alaris Medical Systems | 8100 - LVP Module | 14691897 | 2016-09-28 | 1200 | 2018-09-28
69603 | INFUSION PUMPS, GENERAL PURPOSE | INFUSION PUMPS | INFUSION PUMPS, GENERAL PURPOSE | Active | MSH | MSH | MSH | Central Dispatch | MSH-LVP | Alaris Medical Systems | 8100 - LVP Module | 14691380 | 2016-09-28 | 1200 | 2018-09-28
69604 | INFUSION PUMPS, GENERAL PURPOSE | INFUSION PUMPS | INFUSION PUMPS, GENERAL PURPOSE | Active | MSH | MSH | MSH | Central Dispatch | MSH-LVP | Alaris Medical Systems | 8100 - LVP Module | 14691410 | 2016-09-28 | 1200 | 2018-09-28
69605 | INFUSION PUMPS, GENERAL PURPOSE | INFUSION PUMPS | INFUSION PUMPS, GENERAL PURPOSE | Active | MSH | MSH | MSH | Central Dispatch | MSH-LVP | Alaris Medical Systems | 8100 - LVP Module | 14691077 | 2016-09-28 | 1200 | 2018-09-28
69606 | INFUSION PUMPS, GENERAL PURPOSE | INFUSION PUMPS | INFUSION PUMPS, GENERAL PURPOSE | Active | MSH | MSH | MSH | Central Dispatch | MSH-LVP | Alaris Medical Systems | 8100 - LVP Module | 14691014 | 2016-09-28 | 1200 | 2018-09-28
69607 | INFUSION PUMPS, GENERAL PURPOSE | INFUSION PUMPS | INFUSION PUMPS, GENERAL PURPOSE | Active | MSH | MSH | MSH | Central Dispatch | MSH-LVP | Alaris Medical Systems | 8100 - LVP Module | 14691071 | 2016-09-28 | 1200 | 2018-09-28
69608 | INFUSION PUMPS, GENERAL PURPOSE | INFUSION PUMPS | INFUSION PUMPS, GENERAL PURPOSE | Active | MSH | MSH | MSH | Central Dispatch | MSH-LVP | Alaris Medical Systems | 8100 - LVP Module | 14691059 | 2016-09-28 | 1200 | 2018-09-28
69609 | INFUSION PUMPS, GENERAL PURPOSE | INFUSION PUMPS | INFUSION PUMPS, GENERAL PURPOSE | Active | MSH | MSH | MSH | Central Dispatch | MSH-LVP | Alaris Medical Systems | 8100 - LVP Module | 14691011 | 2016-09-28 | 1200 | 2018-09-28
69610 | INFUSION PUMPS, GENERAL PURPOSE | INFUSION PUMPS | INFUSION PUMPS, GENERAL PURPOSE | Active | MSH | MSH | MSH | Central Dispatch | MSH-LVP | Alaris Medical Systems | 8100 - LVP Module | 14690882 | 2016-09-28 | 1200 | 2018-09-28
69611 | INFUSION PUMPS, GENERAL PURPOSE | INFUSION PUMPS | INFUSION PUMPS, GENERAL PURPOSE | Active | MSH | MSH | MSH | Central Dispatch | MSH-LVP | Alaris Medical Systems | 8100 - LVP Module | 14690906 | 2016-09-28 | 1200 | 2018-09-28
69612 | INFUSION PUMPS, GENERAL PURPOSE | INFUSION PUMPS | INFUSION PUMPS, GENERAL PURPOSE | Active | MSH | MSH | MSH | Central Dispatch | MSH-LVP | Alaris Medical Systems | 8100 - LVP Module | 14691053 | 2016-09-28 | 1200 | 2018-09-28
69613 | INFUSION PUMPS, GENERAL PURPOSE | INFUSION PUMPS | INFUSION PUMPS, GENERAL PURPOSE | Active | MSH | MSH | MSH | Central Dispatch | MSH-LVP | Alaris Medical Systems | 8100 - LVP Module | 14691036 | 2016-09-28 | 1200 | 2018-09-28
69614 | INFUSION PUMPS, GENERAL PURPOSE | INFUSION PUMPS | INFUSION PUMPS, GENERAL PURPOSE | Active | MSH | MSH | MSH | Central Dispatch | MSH-LVP | Alaris Medical Systems | 8100 - LVP Module | 14691121 | 2016-09-28 | 1200 | 2018-09-28
69615 | INFUSION PUMPS, GENERAL PURPOSE | INFUSION PUMPS | INFUSION PUMPS, GENERAL PURPOSE | Active | MSH | MSH | MSH | Central Dispatch | MSH-LVP | Alaris Medical Systems | 8100 - LVP Module | 14691110 | 2016-09-28 | 1200 | 2018-09-28
69616 | INFUSION PUMPS, GENERAL PURPOSE | INFUSION PUMPS | INFUSION PUMPS, GENERAL PURPOSE | Active | MSH | MSH | MSH | Central Dispatch | MSH-LVP | Alaris Medical Systems | 8100 - LVP Module | 14691191 | 2016-09-28 | 1200 | 2018-09-28
69617 | INFUSION PUMPS, GENERAL PURPOSE | INFUSION PUMPS | INFUSION PUMPS, GENERAL PURPOSE | Active | MSH | MSH | MSH | Central Dispatch | MSH-LVP | Alaris Medical Systems | 8100 - LVP Module | 14691170 | 2016-09-28 | 1200 | 2018-09-28
69618 | INFUSION PUMPS, GENERAL PURPOSE | INFUSION PUMPS | INFUSION PUMPS, GENERAL PURPOSE | Active | MSH | MSH | MSH | Central Dispatch | MSH-LVP | Alaris Medical Systems | 8100 - LVP Module | 14690998 | 2016-09-28 | 1200 | 2018-09-28
69619 | INFUSION PUMPS, GENERAL PURPOSE | INFUSION PUMPS | INFUSION PUMPS, GENERAL PURPOSE | Active | MSH | MSH | MSH | Central Dispatch | MSH-LVP | Alaris Medical Systems | 8100 - LVP Module | 14691031 | 2016-09-28 | 1200 | 2018-09-28
69620 | INFUSION PUMPS, GENERAL PURPOSE | INFUSION PUMPS | INFUSION PUMPS, GENERAL PURPOSE | Active | MSH | MSH | MSH | Central Dispatch | MSH-LVP | Alaris Medical Systems | 8100 - LVP Module | 14691901 | 2016-09-28 | 1200 | 2018-09-28
69621 | INFUSION PUMPS, GENERAL PURPOSE | INFUSION PUMPS | INFUSION PUMPS, GENERAL PURPOSE | Active | MSH | MSH | MSH | Central Dispatch | MSH-LVP | Alaris Medical Systems | 8100 - LVP Module | 14692443 | 2016-09-28 | 1200 | 2018-09-28
69622 | INFUSION PUMPS, GENERAL PURPOSE | INFUSION PUMPS | INFUSION PUMPS, GENERAL PURPOSE | Active | MSH | MSH | MSH | Central Dispatch | MSH-LVP | Alaris Medical Systems | 8100 - LVP Module | 14692303 | 2016-09-28 | 1200 | 2018-09-28
69623 | INFUSION PUMPS, GENERAL PURPOSE | INFUSION PUMPS | INFUSION PUMPS, GENERAL PURPOSE | Active | MSH | MSH | MSH | Central Dispatch | MSH-LVP | Alaris Medical Systems | 8100 - LVP Module | 14691889 | 2016-09-28 | 1200 | 2018-09-28
69624 | INFUSION PUMPS, GENERAL PURPOSE | INFUSION PUMPS | INFUSION PUMPS, GENERAL PURPOSE | Active | MSH | MSH | MSH | Central Dispatch | MSH-LVP | Alaris Medical Systems | 8100 - LVP Module | 14691873 | 2016-09-28 | 1200 | 2018-09-28
69625 | INFUSION PUMPS, GENERAL PURPOSE | INFUSION PUMPS | INFUSION PUMPS, GENERAL PURPOSE | Active | MSH | MSH | MSH | Central Dispatch | MSH-LVP | Alaris Medical Systems | 8100 - LVP Module | 14691898 | 2016-09-28 | 1200 | 2018-09-28
69626 | INFUSION PUMPS, GENERAL PURPOSE | INFUSION PUMPS | INFUSION PUMPS, GENERAL PURPOSE | Active | MSH | MSH | MSH | Central Dispatch | MSH-LVP | Alaris Medical Systems | 8100 - LVP Module | 14692195 | 2016-09-28 | 1200 | 2018-09-28
69627 | INFUSION PUMPS, GENERAL PURPOSE | INFUSION PUMPS | INFUSION PUMPS, GENERAL PURPOSE | Active | MSH | MSH | MSH | Central Dispatch | MSH-LVP | Alaris Medical Systems | 8100 - LVP Module | 14692343 | 2016-09-28 | 1200 | 2018-09-28
69628 | INFUSION PUMPS, GENERAL PURPOSE | INFUSION PUMPS | INFUSION PUMPS, GENERAL PURPOSE | Active | MSH | MSH | MSH | Central Dispatch | MSH-LVP | Alaris Medical Systems | 8100 - LVP Module | 14692452 | 2016-09-28 | 1200 | 2018-09-28
69629 | INFUSION PUMPS, GENERAL PURPOSE | INFUSION PUMPS | INFUSION PUMPS, GENERAL PURPOSE | Active | MSH | MSH | MSH | Central Dispatch | MSH-LVP | Alaris Medical Systems | 8100 - LVP Module | 14690816 | 2016-09-28 | 1200 | 2018-09-28
69630 | INFUSION PUMPS, GENERAL PURPOSE | INFUSION PUMPS | INFUSION PUMPS, GENERAL PURPOSE | Active | MSH | MSH | MSH | Central Dispatch | MSH-LVP | Alaris Medical Systems | 8100 - LVP Module | 14690797 | 2016-09-28 | 1200 | 2018-09-28
69631 | INFUSION PUMPS, GENERAL PURPOSE | INFUSION PUMPS | INFUSION PUMPS, GENERAL PURPOSE | Active | MSH | MSH | MSH | Central Dispatch | MSH-LVP | Alaris Medical Systems | 8100 - LVP Module | 14692480 | 2016-09-28 | 1200 | 2018-09-28
69632 | INFUSION PUMPS, GENERAL PURPOSE | INFUSION PUMPS | INFUSION PUMPS, GENERAL PURPOSE | Active | MSH | MSH | MSH | Central Dispatch | MSH-LVP | Alaris Medical Systems | 8100 - LVP Module | 14691652 | 2016-09-28 | 1200 | 2018-09-28
69633 | INFUSION PUMPS, GENERAL PURPOSE | INFUSION PUMPS | INFUSION PUMPS, GENERAL PURPOSE | Active | MSH | MSH | MSH | Central Dispatch | MSH-LVP | Alaris Medical Systems | 8100 - LVP Module | 14691648 | 2016-09-28 | 1200 | 2018-09-28
69634 | INFUSION PUMPS, GENERAL PURPOSE | INFUSION PUMPS | INFUSION PUMPS, GENERAL PURPOSE | Active | MSH | MSH | MSH | Central Dispatch | MSH-LVP | Alaris Medical Systems | 8100 - LVP Module | 14693203 | 2016-09-28 | 1200 | 2018-09-28
69635 | INFUSION PUMPS, GENERAL PURPOSE | INFUSION PUMPS | INFUSION PUMPS, GENERAL PURPOSE | Active | MSH | MSH | MSH | Central Dispatch | MSH-LVP | Alaris Medical Systems | 8100 - LVP Module | 14693636 | 2016-09-28 | 1200 | 2018-09-28
69636 | INFUSION PUMPS, GENERAL PURPOSE | INFUSION PUMPS | INFUSION PUMPS, GENERAL PURPOSE | Active | MSH | MSH | MSH | Central Dispatch | MSH-LVP | Alaris Medical Systems | 8100 - LVP Module | 14693168 | 2016-09-28 | 1200 | 2018-09-28
69637 | INFUSION PUMPS, GENERAL PURPOSE | INFUSION PUMPS | INFUSION PUMPS, GENERAL PURPOSE | Active | MSH | MSH | MSH | Central Dispatch | MSH-LVP | Alaris Medical Systems | 8100 - LVP Module | 14693216 | 2016-09-28 | 1200 | 2018-09-28
69638 | INFUSION PUMPS, GENERAL PURPOSE | INFUSION PUMPS | INFUSION PUMPS, GENERAL PURPOSE | Active | MSH | MSH | MSH | Central Dispatch | MSH-LVP | Alaris Medical Systems | 8100 - LVP Module | 14693152 | 2016-09-28 | 1200 | 2018-09-28
69639 | INFUSION PUMPS, GENERAL PURPOSE | INFUSION PUMPS | INFUSION PUMPS, GENERAL PURPOSE | Active | MSH | MSH | MSH | Central Dispatch | MSH-LVP | Alaris Medical Systems | 8100 - LVP Module | 14693165 | 2016-09-28 | 1200 | 2018-09-28
69640 | INFUSION PUMPS, GENERAL PURPOSE | INFUSION PUMPS | INFUSION PUMPS, GENERAL PURPOSE | Active | MSH | MSH | MSH | Central Dispatch | MSH-LVP | Alaris Medical Systems | 8100 - LVP Module | 14693143 | 2016-09-28 | 1200 | 2018-09-28
69641 | INFUSION PUMPS, GENERAL PURPOSE | INFUSION PUMPS | INFUSION PUMPS, GENERAL PURPOSE | Active | MSH | MSH | MSH | Central Dispatch | MSH-LVP | Alaris Medical Systems | 8100 - LVP Module | 14693198 | 2016-09-28 | 1200 | 2018-09-28
69642 | INFUSION PUMPS, GENERAL PURPOSE | INFUSION PUMPS | INFUSION PUMPS, GENERAL PURPOSE | Active | MSH | MSH | MSH | Central Dispatch | MSH-LVP | Alaris Medical Systems | 8100 - LVP Module | 14693631 | 2016-09-28 | 1200 | 2018-09-28
69643 | INFUSION PUMPS, GENERAL PURPOSE | INFUSION PUMPS | INFUSION PUMPS, GENERAL PURPOSE | Active | MSH | MSH | MSH | Central Dispatch | MSH-LVP | Alaris Medical Systems | 8100 - LVP Module | 14693654 | 2016-09-28 | 1200 | 2018-09-28
69644 | INFUSION PUMPS, GENERAL PURPOSE | INFUSION PUMPS | INFUSION PUMPS, GENERAL PURPOSE | Active | MSH | MSH | MSH | Central Dispatch | MSH-LVP | Alaris Medical Systems | 8100 - LVP Module | 14693187 | 2016-09-28 | 1200 | 2018-09-28
69645 | INFUSION PUMPS, GENERAL PURPOSE | INFUSION PUMPS | INFUSION PUMPS, GENERAL PURPOSE | Active | MSH | MSH | MSH | Central Dispatch | MSH-LVP | Alaris Medical Systems | 8100 - LVP Module | 14693173 | 2016-09-28 | 1200 | 2018-09-28
69646 | INFUSION PUMPS, GENERAL PURPOSE | INFUSION PUMPS | INFUSION PUMPS, GENERAL PURPOSE | Active | MSH | MSH | MSH | Central Dispatch | MSH-LVP | Alaris Medical Systems | 8100 - LVP Module | 14693122 | 2016-09-28 | 1200 | 2018-09-28
69647 | INFUSION PUMPS, GENERAL PURPOSE | INFUSION PUMPS | INFUSION PUMPS, GENERAL PURPOSE | Active | MSH | MSH | MSH | Central Dispatch | MSH-LVP | Alaris Medical Systems | 8100 - LVP Module | 14693166 | 2016-09-28 | 1200 | 2018-09-28
69648 | INFUSION PUMPS, GENERAL PURPOSE | INFUSION PUMPS | INFUSION PUMPS, GENERAL PURPOSE | Active | MSH | MSH | MSH | Central Dispatch | MSH-LVP | Alaris Medical Systems | 8100 - LVP Module | 14692243 | 2016-09-28 | 1200 | 2018-09-28
69649 | INFUSION PUMPS, GENERAL PURPOSE | INFUSION PUMPS | INFUSION PUMPS, GENERAL PURPOSE | Active | MSH | MSH | MSH | Central Dispatch | MSH-LVP | Alaris Medical Systems | 8100 - LVP Module | 14692224 | 2016-09-28 | 1200 | 2018-09-28
69650 | INFUSION PUMPS, GENERAL PURPOSE | INFUSION PUMPS | INFUSION PUMPS, GENERAL PURPOSE | Active | MSH | MSH | MSH | Central Dispatch | MSH-LVP | Alaris Medical Systems | 8100 - LVP Module | 14693645 | 2016-09-28 | 1200 | 2018-09-28
69651 | INFUSION PUMPS, GENERAL PURPOSE | INFUSION PUMPS | INFUSION PUMPS, GENERAL PURPOSE | Active | MSH | MSH | MSH | Central Dispatch | MSH-LVP | Alaris Medical Systems | 8100 - LVP Module | 14693641 | 2016-09-28 | 1200 | 2018-09-28
69652 | INFUSION PUMPS, GENERAL PURPOSE | INFUSION PUMPS | INFUSION PUMPS, GENERAL PURPOSE | Active | MSH | MSH | MSH | Central Dispatch | MSH-LVP | Alaris Medical Systems | 8100 - LVP Module | 14693210 | 2016-09-28 | 1200 | 2018-09-28
69653 | INFUSION PUMPS, GENERAL PURPOSE | INFUSION PUMPS | INFUSION PUMPS, GENERAL PURPOSE | Active | MSH | MSH | MSH | Central Dispatch | MSH-LVP | Alaris Medical Systems | 8100 - LVP Module | 14691863 | 2016-09-28 | 1200 | 2018-09-28
69654 | INFUSION PUMPS, GENERAL PURPOSE | INFUSION PUMPS | INFUSION PUMPS, GENERAL PURPOSE | Active | MSH | MSH | MSH | Central Dispatch | MSH-LVP | Alaris Medical Systems | 8100 - LVP Module | 14692462 | 2016-09-28 | 1200 | 2018-09-28
69655 | INFUSION PUMPS, GENERAL PURPOSE | INFUSION PUMPS | INFUSION PUMPS, GENERAL PURPOSE | Active | MSH | MSH | MSH | Central Dispatch | MSH-LVP | Alaris Medical Systems | 8100 - LVP Module | 14691820 | 2016-09-28 | 1200 | 2018-09-28
69656 | INFUSION PUMPS, GENERAL PURPOSE | INFUSION PUMPS | INFUSION PUMPS, GENERAL PURPOSE | Active | MSH | MSH | MSH | Central Dispatch | MSH-LVP | Alaris Medical Systems | 8100 - LVP Module | 14692460 | 2016-09-28 | 1200 | 2018-09-28
69657 | INFUSION PUMPS, GENERAL PURPOSE | INFUSION PUMPS | INFUSION PUMPS, GENERAL PURPOSE | Active | MSH | MSH | MSH | Central Dispatch | MSH-LVP | Alaris Medical Systems | 8100 - LVP Module | 14691855 | 2016-09-28 | 1200 | 2018-09-28
69658 | INFUSION PUMPS, GENERAL PURPOSE | INFUSION PUMPS | INFUSION PUMPS, GENERAL PURPOSE | Active | MSH | MSH | MSH | Central Dispatch | MSH-LVP | Alaris Medical Systems | 8100 - LVP Module | 14692357 | 2016-09-28 | 1200 | 2018-09-28
69659 | INFUSION PUMPS, GENERAL PURPOSE | INFUSION PUMPS | INFUSION PUMPS, GENERAL PURPOSE | Active | MSH | MSH | MSH | Central Dispatch | MSH-LVP | Alaris Medical Systems | 8100 - LVP Module | 14594463 | 2016-09-28 | 1200 | 2018-09-28
69660 | INFUSION PUMPS, GENERAL PURPOSE | INFUSION PUMPS | INFUSION PUMPS, GENERAL PURPOSE | Active | MSH | MSH | MSH | Central Dispatch | MSH-LVP | Alaris Medical Systems | 8100 - LVP Module | 14693619 | 2016-09-28 | 1200 | 2018-09-28
69661 | INFUSION PUMPS, GENERAL PURPOSE | INFUSION PUMPS | INFUSION PUMPS, GENERAL PURPOSE | Active | MSH | MSH | MSH | Central Dispatch | MSH-LVP | Alaris Medical Systems | 8100 - LVP Module | 14693627 | 2016-09-28 | 1200 | 2018-09-28
69662 | INFUSION PUMPS, GENERAL PURPOSE | INFUSION PUMPS | INFUSION PUMPS, GENERAL PURPOSE | Active | MSH | MSH | MSH | Central Dispatch | MSH-LVP | Alaris Medical Systems | 8100 - LVP Module | 14693201 | 2016-09-28 | 1200 | 2018-09-28
69663 | INFUSION PUMPS, GENERAL PURPOSE | INFUSION PUMPS | INFUSION PUMPS, GENERAL PURPOSE | Active | MSH | MSH | MSH | Central Dispatch | MSH-LVP | Alaris Medical Systems | 8100 - LVP Module | 14692464 | 2016-09-28 | 1200 | 2018-09-28
69664 | INFUSION PUMPS, GENERAL PURPOSE | INFUSION PUMPS | INFUSION PUMPS, GENERAL PURPOSE | Active | MSH | MSH | MSH | Central Dispatch | MSH-LVP | Alaris Medical Systems | 8100 - LVP Module | 14693174 | 2016-09-28 | 1200 | 2018-09-28
69665 | INFUSION PUMPS, GENERAL PURPOSE | INFUSION PUMPS | INFUSION PUMPS, GENERAL PURPOSE | Active | MSH | MSH | MSH | Central Dispatch | MSH-LVP | Alaris Medical Systems | 8100 - LVP Module | 14692490 | 2016-09-28 | 1200 | 2018-09-28
69666 | INFUSION PUMPS, GENERAL PURPOSE | INFUSION PUMPS | INFUSION PUMPS, GENERAL PURPOSE | Active | MSH | MSH | MSH | Central Dispatch | MSH-LVP | Alaris Medical Systems | 8100 - LVP Module | 14692449 | 2016-09-28 | 1200 | 2018-09-28
69667 | INFUSION PUMPS, GENERAL PURPOSE | INFUSION PUMPS | INFUSION PUMPS, GENERAL PURPOSE | Active | MSH | MSH | MSH | Central Dispatch | MSH-LVP | Alaris Medical Systems | 8100 - LVP Module | 14691936 | 2016-09-28 | 1200 | 2018-09-28
69668 | INFUSION PUMPS, GENERAL PURPOSE | INFUSION PUMPS | INFUSION PUMPS, GENERAL PURPOSE | Active | MSH | MSH | MSH | Central Dispatch | MSH-LVP | Alaris Medical Systems | 8100 - LVP Module | 14691784 | 2016-09-28 | 1200 | 2018-09-28
69669 | INFUSION PUMPS, GENERAL PURPOSE | INFUSION PUMPS | INFUSION PUMPS, GENERAL PURPOSE | Active | MSH | MSH | MSH | Central Dispatch | MSH-LVP | Alaris Medical Systems | 8100 - LVP Module | 14692488 | 2016-09-28 | 1200 | 2018-09-28
69670 | INFUSION PUMPS, GENERAL PURPOSE | INFUSION PUMPS | INFUSION PUMPS, GENERAL PURPOSE | Active | MSH | MSH | MSH | Central Dispatch | MSH-LVP | Alaris Medical Systems | 8100 - LVP Module | 14693613 | 2016-09-28 | 1200 | 2018-09-28
69671 | INFUSION PUMPS, GENERAL PURPOSE | INFUSION PUMPS | INFUSION PUMPS, GENERAL PURPOSE | Active | MSH | MSH | MSH | Central Dispatch | MSH-LVP | Alaris Medical Systems | 8100 - LVP Module | 14693615 | 2016-09-28 | 1200 | 2018-09-28
69672 | INFUSION PUMPS, GENERAL PURPOSE | INFUSION PUMPS | INFUSION PUMPS, GENERAL PURPOSE | Active | MSH | MSH | MSH | Central Dispatch | MSH-LVP | Alaris Medical Systems | 8100 - LVP Module | 14692409 | 2016-09-28 | 1200 | 2018-09-28
69673 | INFUSION PUMPS, GENERAL PURPOSE | INFUSION PUMPS | INFUSION PUMPS, GENERAL PURPOSE | Active | MSH | MSH | MSH | Central Dispatch | MSH-LVP | Alaris Medical Systems | 8100 - LVP Module | 14692307 | 2016-09-28 | 1200 | 2018-09-28
69674 | INFUSION PUMPS, GENERAL PURPOSE | INFUSION PUMPS | INFUSION PUMPS, GENERAL PURPOSE | Active | MSH | MSH | MSH | Central Dispatch | MSH-LVP | Alaris Medical Systems | 8100 - LVP Module | 14692306 | 2016-09-28 | 1200 | 2018-09-28
69675 | INFUSION PUMPS, GENERAL PURPOSE | INFUSION PUMPS | INFUSION PUMPS, GENERAL PURPOSE | Active | MSH | MSH | MSH | Central Dispatch | MSH-LVP | Alaris Medical Systems | 8100 - LVP Module | 14692308 | 2016-09-28 | 1200 | 2018-09-28
69676 | INFUSION PUMPS, GENERAL PURPOSE | INFUSION PUMPS | INFUSION PUMPS, GENERAL PURPOSE | Active | MSH | MSH | MSH | Central Dispatch | MSH-LVP | Alaris Medical Systems | 8100 - LVP Module | 14693130 | 2016-09-28 | 1200 | 2018-09-28
69677 | INFUSION PUMPS, GENERAL PURPOSE | INFUSION PUMPS | INFUSION PUMPS, GENERAL PURPOSE | Active | MSH | MSH | MSH | Central Dispatch | MSH-LVP | Alaris Medical Systems | 8100 - LVP Module | 14693186 | 2016-09-28 | 1200 | 2018-09-28
69678 | INFUSION PUMPS, GENERAL PURPOSE | INFUSION PUMPS | INFUSION PUMPS, GENERAL PURPOSE | Active | MSH | MSH | MSH | Central Dispatch | MSH-LVP | Alaris Medical Systems | 8100 - LVP Module | 14691847 | 2016-09-28 | 1200 | 2018-09-28
69679 | INFUSION PUMPS, GENERAL PURPOSE | INFUSION PUMPS | INFUSION PUMPS, GENERAL PURPOSE | Active | MSH | MSH | MSH | Central Dispatch | MSH-LVP | Alaris Medical Systems | 8100 - LVP Module | 14692489 | 2016-09-28 | 1200 | 2018-09-28
69680 | INFUSION PUMPS, GENERAL PURPOSE | INFUSION PUMPS | INFUSION PUMPS, GENERAL PURPOSE | Active | MSH | MSH | MSH | Central Dispatch | MSH-LVP | Alaris Medical Systems | 8100 - LVP Module | 14693600 | 2016-09-28 | 1200 | 2018-09-28
69681 | INFUSION PUMPS, GENERAL PURPOSE | INFUSION PUMPS | INFUSION PUMPS, GENERAL PURPOSE | Active | MSH | MSH | MSH | Central Dispatch | MSH-LVP | Alaris Medical Systems | 8100 - LVP Module | 14693202 | 2016-09-28 | 1200 | 2018-09-28
69682 | INFUSION PUMPS, GENERAL PURPOSE | INFUSION PUMPS | INFUSION PUMPS, GENERAL PURPOSE | Active | MSH | MSH | MSH | Central Dispatch | MSH-LVP | Alaris Medical Systems | 8100 - LVP Module | 14693150 | 2016-09-28 | 1200 | 2018-09-28
69686 | Monitors, Physiologic, Patient Transport | Monitors, Physiologic | Monitors, Physiologic, Patient Transport | Active | MSH | MSH | MSH | Cath Lab | Cath Lab | Philips Healthcare | M8105A - MP5 | DE508A1968 | 2016-09-16 | 15000 | 2016-09-17 10:00
7525 | Microscopes, Light, Operating | Microscopes | Microscopes, Light, Operating | Active | MSH | MSH | MSH | Ophthalmology Clinic | OPHTHALMOLOGY (AMB.) | CARL ZEISS CANADA LTD. | OP-Mi6 | 75377 |  | 20001 |  | RM.408 4-F3-3